## Tender Summary
PWS200000 | EXAMPLE
Bill Item | Description | Total
1 | Preliminaries | 0
2 | Design Costs, Drawings & Calculations | 0
3 | Existing LV Panel Mods | 2292
4 | Incoming Electrical Service from LV panel | 11861
5 | New Classroom Block distribution panel & Boards | 23405
6 | Lighting & Emergency Lighting & controls | 160230
7 | Power Supplies, Distribution & Final Circuits | 67186
8 | Data installation | 30769
9 | Fire Alarm Installation | 38794
10 | Intruder Alarm Installation | 5256
11 | Lockdown Alarm Installation | 12071
12 | Access Control Installation | 12562
13 | CCTV Installation | 5004
14 | Containment | 7913
15 | Earthing & Bonding | 5886
16 | Lightning Protection | 3628
17 | Record Drawings & Manuals | 1668
18 | Items not identified | N/A
| Sub Total | 388525
| MCD | 9963
| TOTAL – ELECTRICAL SERVICES | 398488

## Prime Cost Summary
PWS200000 | [16 empty] | 2024-07-04
EXAMPLE |  |  | LABOUR RATE | 30
Item |  |  |  | Labour | Standard | Materials |  | Luminaires |  | SC |  | Total | Total OHP | Base | Client
|  | Labour | L Cost | OHP % | Material | OHP % | Luminaires | OHP % | Sub-contract | OHP % | PC | OHP | as % | Rate | % | Total | Breakdown
exc MCD
|  |  | LABOUR | 10% | MAT | 15% | PLANT | 15% | SUB-C | 15%
Preliminaries | 1 | 0 | 0 | 10% | 0 | 15% | 0 | 15% | 0 | 15% | 0 | 0 | #DIV/0! | 0 | 0% | 0 | 0
Design Costs, Drawings & Calculations | 2 | 0 | 0 | 10% | 0 | 15% | 0 | 15% | 0 | 15% | 0 | 0 | #DIV/0! | 0 | 0% | 0 | 0
Existing LV Panel Mods | 3 | 16 | 480 | 10% | 750 | 15% | 0 | 15% | 783.91 | 15% | 2013.91 | 278.0865 | 13.81% | 2291.9965 | 0% | 2291.9965 | 2292
Incoming Electrical Service from LV panel | 4 | 109.6 | 3288 | 10% | 7169.2 | 15% | 0 | 15% | 0 | 15% | 10457.2 | 1404.18 | 13.43% | 11861.38 | 0% | 11861.38 | 11861
New Classroom Block distribution panel & Boards | 5 | 89.2 | 2676 | 10% | 10912.8 | 15% | 0 | 15% | 6880 | 15% | 20468.8 | 2936.52 | 14.35% | 23405.32 | 0% | 23405.32 | 23405
Lighting & Emergency Lighting & controls | 6 | 899.8033 | 26994.1 | 10% | 113510.3467 | 15% | 0 | 15% | 0 | 15% | 140504.4467 | 19725.962 | 14.04% | 160230.4087 | 0% | 160230.4087 | 160230
Power Supplies, Distribution & Final Circuits | 7 | 1072.915 | 32187.45 | 10% | 27634.2925 | 15% | 0 | 15% | 0 | 15% | 59821.7425 | 7363.8889 | 12.31% | 67185.6314 | 0% | 67185.6314 | 67186
Data installation | 8 | 578.75 | 17362.5 | 10% | 10147.69 | 15% | 0 | 15% | 0 | 15% | 27510.19 | 3258.4035 | 11.84% | 30768.5935 | 0% | 30768.5935 | 30769
Fire Alarm Installation | 9 | 38.4 | 1152 | 10% | 772.8 | 15% | 0 | 15% | 31858.82 | 15% | 33783.62 | 5009.943 | 14.83% | 38793.563 | 0% | 38793.563 | 38794
Intruder Alarm Installation | 10 | 26.88 | 806.4 | 10% | 540.96 | 15% | 0 | 15% | 3258 | 15% | 4605.36 | 650.484 | 14.12% | 5255.844 | 0% | 5255.844 | 5256
Lockdown Alarm Installation | 11 | 20.16 | 604.8 | 10% | 405.72 | 15% | 0 | 15% | 9512 | 15% | 10522.52 | 1548.138 | 14.71% | 12070.658 | 0% | 12070.658 | 12071
Access Control Installation | 12 | 19.2 | 576 | 10% | 386.4 | 15% | 0 | 15% | 9986 | 15% | 10948.4 | 1613.46 | 14.74% | 12561.86 | 0% | 12561.86 | 12562
CCTV Installation | 13 | 8.1 | 243 | 10% | 143.8 | 15% | 0 | 15% | 3975 | 15% | 4361.8 | 642.12 | 14.72% | 5003.92 | 0% | 5003.92 | 5004
Containment | 14 | 169.566 | 5086.98 | 10% | 2014.85 | 15% | 0 | 15% | 0 | 15% | 7101.83 | 810.9255 | 11.42% | 7912.7555 | 0% | 7912.7555 | 7913
Earthing & Bonding | 15 | 68.32 | 2049.6 | 10% | 3157.6 | 15% | 0 | 15% | 0 | 15% | 5207.2 | 678.6 | 13.03% | 5885.8 | 0% | 5885.8 | 5886
Lightning Protection | 16 | 0 | 0 | 10% | 0 | 15% | 0 | 15% | 3155 | 15% | 3155 | 473.25 | 15% | 3628.25 | 0% | 3628.25 | 3628
Record Drawings & Manuals | 17 | 0 | 0 | 10% | 1450 | 15% | 0 | 15% | 0 | 15% | 1450 | 217.5 | 15% | 1667.5 | 0% | 1667.5 | 1668
Items not identified | 18 | 0 | 0 | 10% | 0 | 15% | 0 | 15% | 0 | 15% | 0 | 0 | #DIV/0! | 0 | 0% | 0 | 0
Sub-totals |  | 3116.8943 | 93506.83 |  | 178996.4592 |  | 0 |  | 69408.73 |  | 341912.0192 | 46611.4614 | 13.63% |  |  | 388523.4805 | 388525 | 388525 | Total Selling
[18 empty] | 46611.4614 | Total OHP
|  | 346.3216 | Days | 2 | Men | [12 empty] | 341912.0192 | Total PC
|  | 69.2643 | Weeks | 34.6322 | Weeks | [12 empty] | 9962.5581 | 1/39 MCD
|  | 15.9964 | Months | 7.9982 | Months | [12 empty] | 13.63% | OHP %
MCD 2.5% | [16 empty] | 9963
Sub-total | [16 empty] | 9963
|  | 3463.2159 | #VALUE! |  | #VALUE! | [5 empty] | 341912.0192 | 46611.4614 |  |  |  | 388523.4805 | 398488
ITEMS BELOW LINE ARE NOT CARRIED FORWARD TO TOTAL AND DO NOT INCLUDE MCD, PROFIT, ETC. USE SECTIONS FOR MARKED UP ITEMS
BELOW LINE 1 | [16 empty] | 0
BELOW LINE 2 | [16 empty] | 0
BELOW LINE 3 | [16 empty] | 0
BELOW LINE 4 | [16 empty] | 0
BELOW LINE 5 | [16 empty] | 0

## Qualifications
Tender No | PWS200000
Job Name | EXAMPLE
Date | 2024-07-04
Tender Documents
741-E-01-T1.pdf
741-E-10-T1.pdf
741-E-20-T1.pdf
741-E-30-T1.pdf
741-E-40-T1.pdf
Electrical performance specification- JHGS.pdf
Tender Notes
We have not received a quote from Apollo Lighting, we have allowed a budget cost of £250 per point, some of the fittings look like linear fittings with 4 points within, for these we have allowed £1000 per length.
We have allowed for supplies for future car chargers, no chargrs have been allowed for.
The new SWA cable was not sized, we have allowed a budget cost based on 1 x 185mm SWA.
We did not receive a quote from the incumbent Data contractor, we have allowed a budget cost to provide data wiring as per the tender drawings.
Qualifications
We have not allowed for excessive access or noise restrictions. We will as always do our upmost to limit the impact of noise pollution during the works, we will co-operate in establishing a break time policy to create “Quiet Periods” during the working day.
Unless extended warranties are separately identified, our tender includes warranty against defects on our installations for a period of 12 months from the date of Practical Completion.
No allowance has been made for the isolation or strip out of services, this is a new build.
Any builders work whatsoever, including any fire stopping whatsoever.
Incoming electrical service connections and infrastructure charges.
Removal of rubbish from site.
Analysis and/or removal of any suspected asbestos based materials that may be discovered during the contract.
Any work to any existing systems other than specified.
Any form of performance bond.
Painting and decorating.
Bulkheads and boxing.
We include providing items as indicated on the tender drawings only.
We include installing free issue hand driers.

## 1
EXAMPLE |  |  |  | PWS200000 | EXAMPLE |  |  |  |  | Preliminaries | PWS200000
Preliminaries |  |  |  |  | Preliminaries |  |  | Tender Prime Cost Items
[8 empty] | Unit | Unit | Unit | Sub | Sub | Unit | Unit | Total | Total | Total | Line | Line | Total
|  |  | Schedule of Rates |  |  |  |  | Labour | Materials | Luminaires | Contractor | Contractor | 30 | 0 | Plant | Materials | Line | OHP | OHP | Labour |  | Base | Client | Client
[8 empty] | M / Hrs | Prime Cost | Prime Cost | Item Cost | Total Cost | L Cost | L + M | Prime Cost | Prime Cost | Prime Cost | % | Sum | Hours |  | Rate | 0% | Rate
Qty | Part Number | Description | Each | Total | Qty | Part Number | Description
0 | / | / | #DIV/0! | #DIV/0! | 0 | / | / | 0 | 0 | 0 | 0 | 0 | 0 | 0 | 0 | 0 | 0 | #DIV/0! | #DIV/0! | 0 |  | #DIV/0! | #DIV/0! | #DIV/0!
0 | / | / | #DIV/0! | #DIV/0! | 0 | / | / | 0 | 0 | 0 | 0 | 0 | 0 | 0 | 0 | 0 | 0 | #DIV/0! | #DIV/0! | 0 |  | #DIV/0! | #DIV/0! | #DIV/0!
0 | / | / | #DIV/0! | #DIV/0! | 0 | / | / | 0 | 0 | 0 | 0 | 0 | 0 | 0 | 0 | 0 | 0 | #DIV/0! | #DIV/0! | 0 |  | #DIV/0! | #DIV/0! | #DIV/0!
0 | / | / | #DIV/0! | #DIV/0! | 0 | / | / | 0 | 0 | 0 | 0 | 0 | 0 | 0 | 0 | 0 | 0 | #DIV/0! | #DIV/0! | 0 |  | #DIV/0! | #DIV/0! | #DIV/0!
0 | / | / | #DIV/0! | #DIV/0! | 0 | / | / | 0 | 0 | 0 | 0 | 0 | 0 | 0 | 0 | 0 | 0 | #DIV/0! | #DIV/0! | 0 |  | #DIV/0! | #DIV/0! | #DIV/0!
0 | / | / | #DIV/0! | #DIV/0! | 0 | / | / | 0 | 0 | 0 | 0 | 0 | 0 | 0 | 0 | 0 | 0 | #DIV/0! | #DIV/0! | 0 |  | #DIV/0! | #DIV/0! | #DIV/0!
0 | / | / | #DIV/0! | #DIV/0! | 0 | / | / | 0 | 0 | 0 | 0 | 0 | 0 | 0 | 0 | 0 | 0 | #DIV/0! | #DIV/0! | 0 |  | #DIV/0! | #DIV/0! | #DIV/0!
0 | / | / | #DIV/0! | #DIV/0! | 0 | / | / | 0 | 0 | 0 | 0 | 0 | 0 | 0 | 0 | 0 | 0 | #DIV/0! | #DIV/0! | 0 |  | #DIV/0! | #DIV/0! | #DIV/0!
0 | / | / | #DIV/0! | #DIV/0! | 0 | / | / | 0 | 0 | 0 | 0 | 0 | 0 | 0 | 0 | 0 | 0 | #DIV/0! | #DIV/0! | 0 |  | #DIV/0! | #DIV/0! | #DIV/0!
0 | / | / | #DIV/0! | #DIV/0! | 0 | / | / | 0 | 0 | 0 | 0 | 0 | 0 | 0 | 0 | 0 | 0 | #DIV/0! | #DIV/0! | 0 |  | #DIV/0! | #DIV/0! | #DIV/0!
0 | / | / | #DIV/0! | #DIV/0! | 0 | / | / | 0 | 0 | 0 | 0 | 0 | 0 | 0 | 0 | 0 | 0 | #DIV/0! | #DIV/0! | 0 |  | #DIV/0! | #DIV/0! | #DIV/0!
0 | / | / | #DIV/0! | #DIV/0! | 0 | / | / | 0 | 0 | 0 | 0 | 0 | 0 | 0 | 0 | 0 | 0 | #DIV/0! | #DIV/0! | 0 |  | #DIV/0! | #DIV/0! | #DIV/0!
0 | / | / | #DIV/0! | #DIV/0! | 0 | / | / | 0 | 0 | 0 | 0 | 0 | 0 | 0 | 0 | 0 | 0 | #DIV/0! | #DIV/0! | 0 |  | #DIV/0! | #DIV/0! | #DIV/0!
0 | / | / | #DIV/0! | #DIV/0! | 0 | / | / | 0 | 0 | 0 | 0 | 0 | 0 | 0 | 0 | 0 | 0 | #DIV/0! | #DIV/0! | 0 |  | #DIV/0! | #DIV/0! | #DIV/0!
0 | / | / | #DIV/0! | #DIV/0! | 0 | / | / | 0 | 0 | 0 | 0 | 0 | 0 | 0 | 0 | 0 | 0 | #DIV/0! | #DIV/0! | 0 |  | #DIV/0! | #DIV/0! | #DIV/0!
0 | / | / | #DIV/0! | #DIV/0! | 0 | / | / | 0 | 0 | 0 | 0 | 0 | 0 | 0 | 0 | 0 | 0 | #DIV/0! | #DIV/0! | 0 |  | #DIV/0! | #DIV/0! | #DIV/0!
0 | / | / | #DIV/0! | #DIV/0! | 0 | / | / | 0 | 0 | 0 | 0 | 0 | 0 | 0 | 0 | 0 | 0 | #DIV/0! | #DIV/0! | 0 |  | #DIV/0! | #DIV/0! | #DIV/0!
0 | / | / | #DIV/0! | #DIV/0! | 0 | / | / | 0 | 0 | 0 | 0 | 0 | 0 | 0 | 0 | 0 | 0 | #DIV/0! | #DIV/0! | 0 |  | #DIV/0! | #DIV/0! | #DIV/0!
0 | / | / | #DIV/0! | #DIV/0! | 0 | / | / | 0 | 0 | 0 | 0 | 0 | 0 | 0 | 0 | 0 | 0 | #DIV/0! | #DIV/0! | 0 |  | #DIV/0! | #DIV/0! | #DIV/0!
0 | / | / | #DIV/0! | #DIV/0! | 0 | / | / | 0 | 0 | 0 | 0 | 0 | 0 | 0 | 0 | 0 | 0 | #DIV/0! | #DIV/0! | 0 |  | #DIV/0! | #DIV/0! | #DIV/0!
0 | / | / | #DIV/0! | #DIV/0! | 0 | / | / | 0 | 0 | 0 | 0 | 0 | 0 | 0 | 0 | 0 | 0 | #DIV/0! | #DIV/0! | 0 |  | #DIV/0! | #DIV/0! | #DIV/0!
0 | / | / | #DIV/0! | #DIV/0! | 0 | / | / | 0 | 0 | 0 | 0 | 0 | 0 | 0 | 0 | 0 | 0 | #DIV/0! | #DIV/0! | 0 |  | #DIV/0! | #DIV/0! | #DIV/0!
0 | / | / | #DIV/0! | #DIV/0! | 0 | / | / | 0 | 0 | 0 | 0 | 0 | 0 | 0 | 0 | 0 | 0 | #DIV/0! | #DIV/0! | 0 |  | #DIV/0! | #DIV/0! | #DIV/0!
0 | / | / | #DIV/0! | #DIV/0! | 0 | / | / | 0 | 0 | 0 | 0 | 0 | 0 | 0 | 0 | 0 | 0 | #DIV/0! | #DIV/0! | 0 |  | #DIV/0! | #DIV/0! | #DIV/0!
[7 empty] | END SECTION |  |  |  |  | Contractor |  |  | Plant | Materials |  |  |  | Labour
|  | Totals for Section |  | #DIV/0! | 11 | #DIV/0! | Per Point |  |  | QTY (0) | 0 | 0 | 0 |  | 0 | 0 | 0 |  | #DIV/0! | 0 | 0 | #DIV/0! | #DIV/0! | #DIV/0!
|  |  |  | 0 | [5 empty] | Total (0) | #DIV/0!
0 |  |  |  |  | 0

## 2
EXAMPLE |  |  |  | PWS200000 | EXAMPLE |  |  |  |  | Design Costs, Drawings & Calculations | PWS200000
Design Costs, Drawings & Calculations |  |  |  |  | Design Costs, Drawings & Calculations |  |  | Tender Prime Cost Items
[8 empty] | Unit | Unit | Unit | Sub | Sub | Unit | Unit | Total | Total | Total | Line | Line | Total
|  |  | Schedule of Rates |  |  |  |  | Labour | Materials | Luminaires | Contractor | Contractor | 30 | 0 | Plant | Materials | Line | OHP | OHP | Labour |  | Base | Client | Client
[8 empty] | M / Hrs | Prime Cost | Prime Cost | Item Cost | Total Cost | L Cost | L + M | Prime Cost | Prime Cost | Prime Cost | % | Sum | Hours |  | Rate | 0% | Rate
Qty | Part Number | Description | Each | Total | Qty | Part Number | Description
0 | / | / | #DIV/0! | #DIV/0! | 0 | / | / | 0 | 0 | 0 | 0 | 0 | 0 | 0 | 0 | 0 | 0 | #DIV/0! | #DIV/0! | 0 |  | #DIV/0! | #DIV/0! | #DIV/0!
0 | / | / | #DIV/0! | #DIV/0! | 0 | / | / | 0 | 0 | 0 | 0 | 0 | 0 | 0 | 0 | 0 | 0 | #DIV/0! | #DIV/0! | 0 |  | #DIV/0! | #DIV/0! | #DIV/0!
0 | / | / | #DIV/0! | #DIV/0! | 0 | / | / | 0 | 0 | 0 | 0 | 0 | 0 | 0 | 0 | 0 | 0 | #DIV/0! | #DIV/0! | 0 |  | #DIV/0! | #DIV/0! | #DIV/0!
0 | / | / | #DIV/0! | #DIV/0! | 0 | / | / | 0 | 0 | 0 | 0 | 0 | 0 | 0 | 0 | 0 | 0 | #DIV/0! | #DIV/0! | 0 |  | #DIV/0! | #DIV/0! | #DIV/0!
0 | / | / | #DIV/0! | #DIV/0! | 0 | / | / | 0 | 0 | 0 | 0 | 0 | 0 | 0 | 0 | 0 | 0 | #DIV/0! | #DIV/0! | 0 |  | #DIV/0! | #DIV/0! | #DIV/0!
0 | / | / | #DIV/0! | #DIV/0! | 0 | / | / | 0 | 0 | 0 | 0 | 0 | 0 | 0 | 0 | 0 | 0 | #DIV/0! | #DIV/0! | 0 |  | #DIV/0! | #DIV/0! | #DIV/0!
0 | / | / | #DIV/0! | #DIV/0! | 0 | / | / | 0 | 0 | 0 | 0 | 0 | 0 | 0 | 0 | 0 | 0 | #DIV/0! | #DIV/0! | 0 |  | #DIV/0! | #DIV/0! | #DIV/0!
0 | / | / | #DIV/0! | #DIV/0! | 0 | / | / | 0 | 0 | 0 | 0 | 0 | 0 | 0 | 0 | 0 | 0 | #DIV/0! | #DIV/0! | 0 |  | #DIV/0! | #DIV/0! | #DIV/0!
0 | / | / | #DIV/0! | #DIV/0! | 0 | / | / | 0 | 0 | 0 | 0 | 0 | 0 | 0 | 0 | 0 | 0 | #DIV/0! | #DIV/0! | 0 |  | #DIV/0! | #DIV/0! | #DIV/0!
0 | / | / | #DIV/0! | #DIV/0! | 0 | / | / | 0 | 0 | 0 | 0 | 0 | 0 | 0 | 0 | 0 | 0 | #DIV/0! | #DIV/0! | 0 |  | #DIV/0! | #DIV/0! | #DIV/0!
0 | / | / | #DIV/0! | #DIV/0! | 0 | / | / | 0 | 0 | 0 | 0 | 0 | 0 | 0 | 0 | 0 | 0 | #DIV/0! | #DIV/0! | 0 |  | #DIV/0! | #DIV/0! | #DIV/0!
0 | / | / | #DIV/0! | #DIV/0! | 0 | / | / | 0 | 0 | 0 | 0 | 0 | 0 | 0 | 0 | 0 | 0 | #DIV/0! | #DIV/0! | 0 |  | #DIV/0! | #DIV/0! | #DIV/0!
0 | / | / | #DIV/0! | #DIV/0! | 0 | / | / | 0 | 0 | 0 | 0 | 0 | 0 | 0 | 0 | 0 | 0 | #DIV/0! | #DIV/0! | 0 |  | #DIV/0! | #DIV/0! | #DIV/0!
0 | / | / | #DIV/0! | #DIV/0! | 0 | / | / | 0 | 0 | 0 | 0 | 0 | 0 | 0 | 0 | 0 | 0 | #DIV/0! | #DIV/0! | 0 |  | #DIV/0! | #DIV/0! | #DIV/0!
0 | / | / | #DIV/0! | #DIV/0! | 0 | / | / | 0 | 0 | 0 | 0 | 0 | 0 | 0 | 0 | 0 | 0 | #DIV/0! | #DIV/0! | 0 |  | #DIV/0! | #DIV/0! | #DIV/0!
0 | / | / | #DIV/0! | #DIV/0! | 0 | / | / | 0 | 0 | 0 | 0 | 0 | 0 | 0 | 0 | 0 | 0 | #DIV/0! | #DIV/0! | 0 |  | #DIV/0! | #DIV/0! | #DIV/0!
0 | / | / | #DIV/0! | #DIV/0! | 0 | / | / | 0 | 0 | 0 | 0 | 0 | 0 | 0 | 0 | 0 | 0 | #DIV/0! | #DIV/0! | 0 |  | #DIV/0! | #DIV/0! | #DIV/0!
0 | / | / | #DIV/0! | #DIV/0! | 0 | / | / | 0 | 0 | 0 | 0 | 0 | 0 | 0 | 0 | 0 | 0 | #DIV/0! | #DIV/0! | 0 |  | #DIV/0! | #DIV/0! | #DIV/0!
0 | / | / | #DIV/0! | #DIV/0! | 0 | / | / | 0 | 0 | 0 | 0 | 0 | 0 | 0 | 0 | 0 | 0 | #DIV/0! | #DIV/0! | 0 |  | #DIV/0! | #DIV/0! | #DIV/0!
0 | / | / | #DIV/0! | #DIV/0! | 0 | / | / | 0 | 0 | 0 | 0 | 0 | 0 | 0 | 0 | 0 | 0 | #DIV/0! | #DIV/0! | 0 |  | #DIV/0! | #DIV/0! | #DIV/0!
0 | / | / | #DIV/0! | #DIV/0! | 0 | / | / | 0 | 0 | 0 | 0 | 0 | 0 | 0 | 0 | 0 | 0 | #DIV/0! | #DIV/0! | 0 |  | #DIV/0! | #DIV/0! | #DIV/0!
0 | / | / | #DIV/0! | #DIV/0! | 0 | / | / | 0 | 0 | 0 | 0 | 0 | 0 | 0 | 0 | 0 | 0 | #DIV/0! | #DIV/0! | 0 |  | #DIV/0! | #DIV/0! | #DIV/0!
0 | / | / | #DIV/0! | #DIV/0! | 0 | / | / | 0 | 0 | 0 | 0 | 0 | 0 | 0 | 0 | 0 | 0 | #DIV/0! | #DIV/0! | 0 |  | #DIV/0! | #DIV/0! | #DIV/0!
0 | / | / | #DIV/0! | #DIV/0! | 0 | / | / | 0 | 0 | 0 | 0 | 0 | 0 | 0 | 0 | 0 | 0 | #DIV/0! | #DIV/0! | 0 |  | #DIV/0! | #DIV/0! | #DIV/0!
[7 empty] | END SECTION |  |  |  |  | Contractor |  |  | Plant | Materials |  |  |  | Labour
|  | Totals for Section |  | #DIV/0! | 0 | #DIV/0! | Per Point |  |  | QTY (0) | 0 | 0 | 0 |  | 0 | 0 | 0 |  | #DIV/0! | 0 | 0 | #DIV/0! | #DIV/0! | #DIV/0!
|  |  |  | 0 | [5 empty] | Total (0) | #DIV/0!
0 |  |  |  |  | 0

## 3
EXAMPLE |  |  |  | PWS200000 | EXAMPLE |  |  |  |  | Existing LV Panel Mods | PWS200000
Existing LV Panel Mods |  |  |  |  | Existing LV Panel Mods |  |  | Tender Prime Cost Items
[8 empty] | Unit | Unit | Unit | Sub | Sub | Unit | Unit | Total | Total | Total | Line | Line | Total
|  |  | Schedule of Rates |  |  |  |  | Labour | Materials | Luminaires | Contractor | Contractor | 30 | 0 | Plant | Materials | Line | OHP | OHP | Labour |  | Base | Client | Client
[8 empty] | M / Hrs | Prime Cost | Prime Cost | Item Cost | Total Cost | L Cost | L + M | Prime Cost | Prime Cost | Prime Cost | % | Sum | Hours |  | Rate | 0% | Rate
Qty | Part Number | Description | Each | Total | Qty | Part Number | Description
1 | / | Connection to Existing Panelboard | 2291.9965 | 2291.9965 | 1 | / | Connection to Existing Panelboard | 16 | 750 | 0 | 783.91 | 783.91 | 480 | 1230 | 0 | 750 | 2013.91 | 13.81% | 278.0865 | 16 |  | 2291.9965 | 0 | 2291.9965
0 | / | / | 0 | 0 | 0 | / | / | 0 | 0 | 0 | 0 | 0 | 0 | 0 | 0 | 0 | 0 | 13.81% | 0 | 0 |  | 0 | 0 | 0
0 | / | / | 0 | 0 | 0 | / | / | 0 | 0 | 0 | 0 | 0 | 0 | 0 | 0 | 0 | 0 | 13.81% | 0 | 0 |  | 0 | 0 | 0
0 | / | / | 0 | 0 | 0 | / | / | 0 | 0 | 0 | 0 | 0 | 0 | 0 | 0 | 0 | 0 | 13.81% | 0 | 0 |  | 0 | 0 | 0
0 | / | / | 0 | 0 | 0 | / | / | 0 | 0 | 0 | 0 | 0 | 0 | 0 | 0 | 0 | 0 | 13.81% | 0 | 0 |  | 0 | 0 | 0
0 | / | / | 0 | 0 | 0 | / | / | 0 | 0 | 0 | 0 | 0 | 0 | 0 | 0 | 0 | 0 | 13.81% | 0 | 0 |  | 0 | 0 | 0
0 | / | / | 0 | 0 | 0 | / | / | 0 | 0 | 0 | 0 | 0 | 0 | 0 | 0 | 0 | 0 | 13.81% | 0 | 0 |  | 0 | 0 | 0
0 | / | / | 0 | 0 | 0 | / | / | 0 | 0 | 0 | 0 | 0 | 0 | 0 | 0 | 0 | 0 | 13.81% | 0 | 0 |  | 0 | 0 | 0
0 | / | / | 0 | 0 | 0 | / | / | 0 | 0 | 0 | 0 | 0 | 0 | 0 | 0 | 0 | 0 | 13.81% | 0 | 0 |  | 0 | 0 | 0
0 | / | / | 0 | 0 | 0 | / | / | 0 | 0 | 0 | 0 | 0 | 0 | 0 | 0 | 0 | 0 | 13.81% | 0 | 0 |  | 0 | 0 | 0
0 | / | / | 0 | 0 | 0 | / | / | 0 | 0 | 0 | 0 | 0 | 0 | 0 | 0 | 0 | 0 | 13.81% | 0 | 0 |  | 0 | 0 | 0
0 | / | / | 0 | 0 | 0 | / | / | 0 | 0 | 0 | 0 | 0 | 0 | 0 | 0 | 0 | 0 | 13.81% | 0 | 0 |  | 0 | 0 | 0
0 | / | / | 0 | 0 | 0 | / | / | 0 | 0 | 0 | 0 | 0 | 0 | 0 | 0 | 0 | 0 | 13.81% | 0 | 0 |  | 0 | 0 | 0
0 | / | / | 0 | 0 | 0 | / | / | 0 | 0 | 0 | 0 | 0 | 0 | 0 | 0 | 0 | 0 | 13.81% | 0 | 0 |  | 0 | 0 | 0
0 | / | / | 0 | 0 | 0 | / | / | 0 | 0 | 0 | 0 | 0 | 0 | 0 | 0 | 0 | 0 | 13.81% | 0 | 0 |  | 0 | 0 | 0
0 | / | / | 0 | 0 | 0 | / | / | 0 | 0 | 0 | 0 | 0 | 0 | 0 | 0 | 0 | 0 | 13.81% | 0 | 0 |  | 0 | 0 | 0
0 | / | / | 0 | 0 | 0 | / | / | 0 | 0 | 0 | 0 | 0 | 0 | 0 | 0 | 0 | 0 | 13.81% | 0 | 0 |  | 0 | 0 | 0
0 | / | / | 0 | 0 | 0 | / | / | 0 | 0 | 0 | 0 | 0 | 0 | 0 | 0 | 0 | 0 | 13.81% | 0 | 0 |  | 0 | 0 | 0
0 | / | / | 0 | 0 | 0 | / | / | 0 | 0 | 0 | 0 | 0 | 0 | 0 | 0 | 0 | 0 | 13.81% | 0 | 0 |  | 0 | 0 | 0
0 | / | / | 0 | 0 | 0 | / | / | 0 | 0 | 0 | 0 | 0 | 0 | 0 | 0 | 0 | 0 | 13.81% | 0 | 0 |  | 0 | 0 | 0
0 | / | / | 0 | 0 | 0 | / | / | 0 | 0 | 0 | 0 | 0 | 0 | 0 | 0 | 0 | 0 | 13.81% | 0 | 0 |  | 0 | 0 | 0
0 | / | / | 0 | 0 | 0 | / | / | 0 | 0 | 0 | 0 | 0 | 0 | 0 | 0 | 0 | 0 | 13.81% | 0 | 0 |  | 0 | 0 | 0
0 | / | / | 0 | 0 | 0 | / | / | 0 | 0 | 0 | 0 | 0 | 0 | 0 | 0 | 0 | 0 | 13.81% | 0 | 0 |  | 0 | 0 | 0
0 | / | / | 0 | 0 | 0 | / | / | 0 | 0 | 0 | 0 | 0 | 0 | 0 | 0 | 0 | 0 | 13.81% | 0 | 0 |  | 0 | 0 | 0
[7 empty] | END SECTION |  |  |  |  | Contractor |  |  | Plant | Materials |  |  |  | Labour
|  | Totals for Section |  | 2291.9965 | 0 | #DIV/0! | Per Point |  |  | QTY (0) | 0 | 783.91 | 480 |  | 0 | 750 | 2013.91 |  | 278.0865 | 16 | 0 | 2291.9965 | 0 | 2291.9965
|  |  |  | 2292 | [5 empty] | Total (0) | -0.0035
1 |  |  |  |  | 1

## 4
EXAMPLE |  |  |  | PWS200000 | EXAMPLE |  |  |  |  | Incoming Electrical Service from LV panel | PWS200000
Incoming Electrical Service from LV panel |  |  |  |  | Incoming Electrical Service from LV panel |  |  | Tender Prime Cost Items
[8 empty] | Unit | Unit | Unit | Sub | Sub | Unit | Unit | Total | Total | Total | Line | Line | Total
|  |  | Schedule of Rates |  |  |  |  | Labour | Materials | Luminaires | Contractor | Contractor | 30 | 0 | Plant | Materials | Line | OHP | OHP | Labour |  | Base | Client | Client
[8 empty] | M / Hrs | Prime Cost | Prime Cost | Item Cost | Total Cost | L Cost | L + M | Prime Cost | Prime Cost | Prime Cost | % | Sum | Hours |  | Rate | 0% | Rate
Qty | Part Number | Description | Each | Total | Qty | Part Number | Description
160 | 6944LSH | Cable, 4 Core Armoured XLPE LSOH, Black | 64.3703 | 10299.2513 | 160 | 6944LSH | Cable, 4 Core Armoured XLPE LSOH, Black | 0.5 | 41.75 | 0 | 0 | 0 | 15 | 56.75 | 0 | 6680 | 56.75 | 13.43% | 7.6203 | 80 |  | 64.3703 | 0 | 64.3703
320 | / | 185mm SWA Cable Cleat | 4.3783 | 1401.0611 | 320 | / | 185mm SWA Cable Cleat | 0.08 | 1.46 | 0 | 0 | 0 | 2.4 | 3.86 | 0 | 467.2 | 3.86 | 13.43% | 0.51832 | 25.6 |  | 4.3783 | 0 | 4.3783
8 | / | 185mm Ring Lug | 0.61251 | 4.9001 | 8 | / | 185mm Ring Lug | 0 | 0.54 | 0 | 0 | 0 | 0 | 0.54 | 0 | 4.32 | 0.54 | 13.43% | 0.072511 | 0 |  | 0.61251 | 0 | 0.61251
2 | / | 185mm SWA Cable Gland | 78.0838 | 156.1675 | 2 | / | 185mm SWA Cable Gland | 2 | 8.84 | 0 | 0 | 0 | 60 | 68.84 | 0 | 17.68 | 68.84 | 13.43% | 9.2438 | 4 |  | 78.0838 | 0 | 78.0838
0 | / | / | 0 | 0 | 0 | / | / | 0 | 0 | 0 | 0 | 0 | 0 | 0 | 0 | 0 | 0 | 13.43% | 0 | 0 |  | 0 | 0 | 0
0 | / | / | 0 | 0 | 0 | / | / | 0 | 0 | 0 | 0 | 0 | 0 | 0 | 0 | 0 | 0 | 13.43% | 0 | 0 |  | 0 | 0 | 0
0 | / | / | 0 | 0 | 0 | / | / | 0 | 0 | 0 | 0 | 0 | 0 | 0 | 0 | 0 | 0 | 13.43% | 0 | 0 |  | 0 | 0 | 0
0 | / | / | 0 | 0 | 0 | / | / | 0 | 0 | 0 | 0 | 0 | 0 | 0 | 0 | 0 | 0 | 13.43% | 0 | 0 |  | 0 | 0 | 0
0 | / | / | 0 | 0 | 0 | / | / | 0 | 0 | 0 | 0 | 0 | 0 | 0 | 0 | 0 | 0 | 13.43% | 0 | 0 |  | 0 | 0 | 0
0 | / | / | 0 | 0 | 0 | / | / | 0 | 0 | 0 | 0 | 0 | 0 | 0 | 0 | 0 | 0 | 13.43% | 0 | 0 |  | 0 | 0 | 0
0 | / | / | 0 | 0 | 0 | / | / | 0 | 0 | 0 | 0 | 0 | 0 | 0 | 0 | 0 | 0 | 13.43% | 0 | 0 |  | 0 | 0 | 0
0 | / | / | 0 | 0 | 0 | / | / | 0 | 0 | 0 | 0 | 0 | 0 | 0 | 0 | 0 | 0 | 13.43% | 0 | 0 |  | 0 | 0 | 0
0 | / | / | 0 | 0 | 0 | / | / | 0 | 0 | 0 | 0 | 0 | 0 | 0 | 0 | 0 | 0 | 13.43% | 0 | 0 |  | 0 | 0 | 0
0 | / | / | 0 | 0 | 0 | / | / | 0 | 0 | 0 | 0 | 0 | 0 | 0 | 0 | 0 | 0 | 13.43% | 0 | 0 |  | 0 | 0 | 0
0 | / | / | 0 | 0 | 0 | / | / | 0 | 0 | 0 | 0 | 0 | 0 | 0 | 0 | 0 | 0 | 13.43% | 0 | 0 |  | 0 | 0 | 0
0 | / | / | 0 | 0 | 0 | / | / | 0 | 0 | 0 | 0 | 0 | 0 | 0 | 0 | 0 | 0 | 13.43% | 0 | 0 |  | 0 | 0 | 0
0 | / | / | 0 | 0 | 0 | / | / | 0 | 0 | 0 | 0 | 0 | 0 | 0 | 0 | 0 | 0 | 13.43% | 0 | 0 |  | 0 | 0 | 0
0 | / | / | 0 | 0 | 0 | / | / | 0 | 0 | 0 | 0 | 0 | 0 | 0 | 0 | 0 | 0 | 13.43% | 0 | 0 |  | 0 | 0 | 0
0 | / | / | 0 | 0 | 0 | / | / | 0 | 0 | 0 | 0 | 0 | 0 | 0 | 0 | 0 | 0 | 13.43% | 0 | 0 |  | 0 | 0 | 0
0 | / | / | 0 | 0 | 0 | / | / | 0 | 0 | 0 | 0 | 0 | 0 | 0 | 0 | 0 | 0 | 13.43% | 0 | 0 |  | 0 | 0 | 0
0 | / | / | 0 | 0 | 0 | / | / | 0 | 0 | 0 | 0 | 0 | 0 | 0 | 0 | 0 | 0 | 13.43% | 0 | 0 |  | 0 | 0 | 0
0 | / | / | 0 | 0 | 0 | / | / | 0 | 0 | 0 | 0 | 0 | 0 | 0 | 0 | 0 | 0 | 13.43% | 0 | 0 |  | 0 | 0 | 0
0 | / | / | 0 | 0 | 0 | / | / | 0 | 0 | 0 | 0 | 0 | 0 | 0 | 0 | 0 | 0 | 13.43% | 0 | 0 |  | 0 | 0 | 0
0 | / | / | 0 | 0 | 0 | / | / | 0 | 0 | 0 | 0 | 0 | 0 | 0 | 0 | 0 | 0 | 13.43% | 0 | 0 |  | 0 | 0 | 0
[7 empty] | END SECTION |  |  |  |  | Contractor |  |  | Plant | Materials |  |  |  | Labour
|  | Totals for Section |  | 11861.38 | 0 | #DIV/0! | Per Point |  |  | QTY (0) | 0 | 0 | 77.4 |  | 0 | 7169.2 | 129.99 |  | 17.4549 | 109.6 | 0 | 147.4449 | 0 | 147.4449
|  |  |  | 11861 | [5 empty] | Total (0) | 0.38
490 |  |  |  |  | 490

## 5
EXAMPLE |  |  |  | PWS200000 | EXAMPLE |  |  |  |  | New Classroom Block distribution panel & Boards | PWS200000
New Classroom Block distribution panel & Boards |  |  |  |  | New Classroom Block distribution panel & Boards |  |  | Tender Prime Cost Items
[8 empty] | Unit | Unit | Unit | Sub | Sub | Unit | Unit | Total | Total | Total | Line | Line | Total
|  |  | Schedule of Rates |  |  |  |  | Labour | Materials | Luminaires | Contractor | Contractor | 30 | 0 | Plant | Materials | Line | OHP | OHP | Labour |  | Base | Client | Client
[8 empty] | M / Hrs | Prime Cost | Prime Cost | Item Cost | Total Cost | L Cost | L + M | Prime Cost | Prime Cost | Prime Cost | % | Sum | Hours |  | Rate | 0% | Rate
Qty | Part Number | Description | Each | Total | Qty | Part Number | Description
1 | / | New Panelboard | 8415.8893 | 8415.8893 | 1 | / | New Panelboard | 16 | 0 | 0 | 6880 | 6880 | 480 | 480 | 0 | 0 | 7360 | 14.35% | 1055.8893 | 16 |  | 8415.8893 | 0 | 8415.8893
0 | / | / | 0 | 0 | 0 | / | / | 0 | 0 | 0 | 0 | 0 | 0 | 0 | 0 | 0 | 0 | 14.35% | 0 | 0 |  | 0 | 0 | 0
80 | 6944LSH | Cable, 4 Core Armoured XLPE Insulated, LSOH Sheathed, Black | 16.9919 | 1359.3491 | 80 | 6944LSH | Cable, 4 Core Armoured XLPE Insulated, LSOH Sheathed, Black | 0.21 | 8.56 | 0 | 0 | 0 | 6.3 | 14.86 | 0 | 684.8 | 14.86 | 14.35% | 2.1319 | 16.8 |  | 16.9919 | 0 | 16.9919
10 | / | 35mm SWA Cable Cleat | 1.4522 | 14.522 | 10 | / | 35mm SWA Cable Cleat | 0.04 | 0.07 | 0 | 0 | 0 | 1.2 | 1.27 | 0 | 0.7 | 1.27 | 14.35% | 0.1822 | 0.4 |  | 1.4522 | 0 | 1.4522
40 | / | 35mm Ring Lug | 0.14865 | 5.946 | 40 | / | 35mm Ring Lug | 0 | 0.13 | 0 | 0 | 0 | 0 | 0.13 | 0 | 5.2 | 0.13 | 14.35% | 0.01865 | 0 |  | 0.14865 | 0 | 0.14865
10 | / | 35mm SWA Cable Gland | 36.831 | 368.3095 | 10 | / | 35mm SWA Cable Gland | 1 | 2.21 | 0 | 0 | 0 | 30 | 32.21 | 0 | 22.1 | 32.21 | 14.35% | 4.621 | 10 |  | 36.831 | 0 | 36.831
0 | / | / | 0 | 0 | 0 | / | / | 0 | 0 | 0 | 0 | 0 | 0 | 0 | 0 | 0 | 0 | 14.35% | 0 | 0 |  | 0 | 0 | 0
1 | / | DBL1 | 2275.4918 | 2275.4918 | 1 | / | DBL1 | 8 | 1750 | 0 | 0 | 0 | 240 | 1990 | 0 | 1750 | 1990 | 14.35% | 285.4918 | 8 |  | 2275.4918 | 0 | 2275.4918
1 | / | DBP1 | 2847.2234 | 2847.2234 | 1 | / | DBP1 | 8 | 2250 | 0 | 0 | 0 | 240 | 2490 | 0 | 2250 | 2490 | 14.35% | 357.2234 | 8 |  | 2847.2234 | 0 | 2847.2234
1 | / | DBL2 | 2275.4918 | 2275.4918 | 1 | / | DBL2 | 8 | 1750 | 0 | 0 | 0 | 240 | 1990 | 0 | 1750 | 1990 | 14.35% | 285.4918 | 8 |  | 2275.4918 | 0 | 2275.4918
1 | / | DBP2 | 2847.2234 | 2847.2234 | 1 | / | DBP2 | 8 | 2250 | 0 | 0 | 0 | 240 | 2490 | 0 | 2250 | 2490 | 14.35% | 357.2234 | 8 |  | 2847.2234 | 0 | 2847.2234
1 | / | DBL3 | 2275.4918 | 2275.4918 | 1 | / | DBL3 | 8 | 1750 | 0 | 0 | 0 | 240 | 1990 | 0 | 1750 | 1990 | 14.35% | 285.4918 | 8 |  | 2275.4918 | 0 | 2275.4918
0 | / | / | 0 | 0 | 0 | / | / | 0 | 0 | 0 | 0 | 0 | 0 | 0 | 0 | 0 | 0 | 14.35% | 0 | 0 |  | 0 | 0 | 0
6 | / | DB Charts & Local Containment | 120.0636 | 720.3818 | 6 | / | DB Charts & Local Containment | 1 | 75 | 0 | 0 | 0 | 30 | 105 | 0 | 450 | 105 | 14.35% | 15.0636 | 6 |  | 120.0636 | 0 | 120.0636
0 | / | / | 0 | 0 | 0 | / | / | 0 | 0 | 0 | 0 | 0 | 0 | 0 | 0 | 0 | 0 | 14.35% | 0 | 0 |  | 0 | 0 | 0
0 | / | / | 0 | 0 | 0 | / | / | 0 | 0 | 0 | 0 | 0 | 0 | 0 | 0 | 0 | 0 | 14.35% | 0 | 0 |  | 0 | 0 | 0
0 | / | / | 0 | 0 | 0 | / | / | 0 | 0 | 0 | 0 | 0 | 0 | 0 | 0 | 0 | 0 | 14.35% | 0 | 0 |  | 0 | 0 | 0
0 | / | / | 0 | 0 | 0 | / | / | 0 | 0 | 0 | 0 | 0 | 0 | 0 | 0 | 0 | 0 | 14.35% | 0 | 0 |  | 0 | 0 | 0
0 | / | / | 0 | 0 | 0 | / | / | 0 | 0 | 0 | 0 | 0 | 0 | 0 | 0 | 0 | 0 | 14.35% | 0 | 0 |  | 0 | 0 | 0
0 | / | / | 0 | 0 | 0 | / | / | 0 | 0 | 0 | 0 | 0 | 0 | 0 | 0 | 0 | 0 | 14.35% | 0 | 0 |  | 0 | 0 | 0
0 | / | / | 0 | 0 | 0 | / | / | 0 | 0 | 0 | 0 | 0 | 0 | 0 | 0 | 0 | 0 | 14.35% | 0 | 0 |  | 0 | 0 | 0
0 | / | / | 0 | 0 | 0 | / | / | 0 | 0 | 0 | 0 | 0 | 0 | 0 | 0 | 0 | 0 | 14.35% | 0 | 0 |  | 0 | 0 | 0
0 | / | / | 0 | 0 | 0 | / | / | 0 | 0 | 0 | 0 | 0 | 0 | 0 | 0 | 0 | 0 | 14.35% | 0 | 0 |  | 0 | 0 | 0
0 | / | / | 0 | 0 | 0 | / | / | 0 | 0 | 0 | 0 | 0 | 0 | 0 | 0 | 0 | 0 | 14.35% | 0 | 0 |  | 0 | 0 | 0
[7 empty] | END SECTION |  |  |  |  | Contractor |  |  | Plant | Materials |  |  |  | Labour
|  | Totals for Section |  | 23405.32 | 0 | #DIV/0! | Per Point |  |  | QTY (0) | 0 | 6880 | 1747.5 |  | 0 | 10912.8 | 18463.47 |  | 2648.8289 | 89.2 | 0 | 21112.2989 | 0 | 21112.2989
|  |  |  | 23405 | [5 empty] | Total (0) | 0.32
152 |  |  |  |  | 152

## 6
EXAMPLE |  |  |  | PWS200000 | EXAMPLE |  |  |  |  | Lighting & Emergency Lighting & controls | PWS200000
Lighting & Emergency Lighting & controls |  |  |  |  | Lighting & Emergency Lighting & controls |  |  | Tender Prime Cost Items
[8 empty] | Unit | Unit | Unit | Sub | Sub | Unit | Unit | Total | Total | Total | Line | Line | Total
|  |  | Schedule of Rates |  |  |  |  | Labour | Materials | Luminaires | Contractor | Contractor | 30 | 0 | Plant | Materials | Line | OHP | OHP | Labour |  | Base | Client | Client
[8 empty] | M / Hrs | Prime Cost | Prime Cost | Item Cost | Total Cost | L Cost | L + M | Prime Cost | Prime Cost | Prime Cost | % | Sum | Hours |  | Rate | 0% | Rate
Qty | Part Number | Description | Each | Total | Qty | Part Number | Description
30 | Apollo Lighting | A1 (? X4) | 1277.2411 | 38317.2338 | 30 | Apollo Lighting | A1 (? X4) | 4 | 1000 | 0 | 0 | 0 | 120 | 1120 | 0 | 30000 | 1120 | 14.04% | 157.2411 | 120 |  | 1277.2411 | 0 | 1277.2411
2 | Apollo Lighting | A1 (? X2) | 638.6206 | 1277.2411 | 2 | Apollo Lighting | A1 (? X2) | 2 | 500 | 0 | 0 | 0 | 60 | 560 | 0 | 1000 | 560 | 14.04% | 78.6206 | 4 |  | 638.6206 | 0 | 638.6206
1 | Apollo Lighting | A2 | 319.3103 | 319.3103 | 1 | Apollo Lighting | A2 | 1 | 250 | 0 | 0 | 0 | 30 | 280 | 0 | 250 | 280 | 14.04% | 39.3103 | 1 |  | 319.3103 | 0 | 319.3103
15 | Apollo Lighting | B1 (? X4) | 1277.2411 | 19158.6169 | 15 | Apollo Lighting | B1 (? X4) | 4 | 1000 | 0 | 0 | 0 | 120 | 1120 | 0 | 15000 | 1120 | 14.04% | 157.2411 | 60 |  | 1277.2411 | 0 | 1277.2411
1 | Apollo Lighting | B3 | 319.3103 | 319.3103 | 1 | Apollo Lighting | B3 | 1 | 250 | 0 | 0 | 0 | 30 | 280 | 0 | 250 | 280 | 14.04% | 39.3103 | 1 |  | 319.3103 | 0 | 319.3103
2 | Apollo Lighting | B4 | 319.3103 | 638.6206 | 2 | Apollo Lighting | B4 | 1 | 250 | 0 | 0 | 0 | 30 | 280 | 0 | 500 | 280 | 14.04% | 39.3103 | 2 |  | 319.3103 | 0 | 319.3103
1 | Apollo Lighting | B5 | 319.3103 | 319.3103 | 1 | Apollo Lighting | B5 | 1 | 250 | 0 | 0 | 0 | 30 | 280 | 0 | 250 | 280 | 14.04% | 39.3103 | 1 |  | 319.3103 | 0 | 319.3103
10 | Apollo Lighting | D1 | 319.3103 | 3193.1028 | 10 | Apollo Lighting | D1 | 1 | 250 | 0 | 0 | 0 | 30 | 280 | 0 | 2500 | 280 | 14.04% | 39.3103 | 10 |  | 319.3103 | 0 | 319.3103
11 | Apollo Lighting | D2 | 319.3103 | 3512.4131 | 11 | Apollo Lighting | D2 | 1 | 250 | 0 | 0 | 0 | 30 | 280 | 0 | 2750 | 280 | 14.04% | 39.3103 | 11 |  | 319.3103 | 0 | 319.3103
1 | Apollo Lighting | D2E | 319.3103 | 319.3103 | 1 | Apollo Lighting | D2E | 1 | 250 | 0 | 0 | 0 | 30 | 280 | 0 | 250 | 280 | 14.04% | 39.3103 | 1 |  | 319.3103 | 0 | 319.3103
14 | Apollo Lighting | EX1 | 319.3103 | 4470.3439 | 14 | Apollo Lighting | EX1 | 1 | 250 | 0 | 0 | 0 | 30 | 280 | 0 | 3500 | 280 | 14.04% | 39.3103 | 14 |  | 319.3103 | 0 | 319.3103
4 | Apollo Lighting | EX2 | 319.3103 | 1277.2411 | 4 | Apollo Lighting | EX2 | 1 | 250 | 0 | 0 | 0 | 30 | 280 | 0 | 1000 | 280 | 14.04% | 39.3103 | 4 |  | 319.3103 | 0 | 319.3103
33 | Apollo Lighting | E1/A | 319.3103 | 10537.2393 | 33 | Apollo Lighting | E1/A | 1 | 250 | 0 | 0 | 0 | 30 | 280 | 0 | 8250 | 280 | 14.04% | 39.3103 | 33 |  | 319.3103 | 0 | 319.3103
18 | Apollo Lighting | E1/C | 319.3103 | 5747.5851 | 18 | Apollo Lighting | E1/C | 1 | 250 | 0 | 0 | 0 | 30 | 280 | 0 | 4500 | 280 | 14.04% | 39.3103 | 18 |  | 319.3103 | 0 | 319.3103
1 | Apollo Lighting | E2 | 319.3103 | 319.3103 | 1 | Apollo Lighting | E2 | 1 | 250 | 0 | 0 | 0 | 30 | 280 | 0 | 250 | 280 | 14.04% | 39.3103 | 1 |  | 319.3103 | 0 | 319.3103
2 | Concord/Sylvania Ltg | F | 104.9162 | 209.8325 | 2 | Concord/Sylvania Ltg | F | 1 | 62 | 0 | 0 | 0 | 30 | 92 | 0 | 124 | 92 | 14.04% | 12.9162 | 2 |  | 104.9162 | 0 | 104.9162
1 | Concord/Sylvania Ltg | FE | 196.1477 | 196.1477 | 1 | Concord/Sylvania Ltg | FE | 1 | 142 | 0 | 0 | 0 | 30 | 172 | 0 | 142 | 172 | 14.04% | 24.1477 | 1 |  | 196.1477 | 0 | 196.1477
9 | Concord/Sylvania Ltg | G | 334.1354 | 3007.2186 | 9 | Concord/Sylvania Ltg | G | 1 | 263 | 0 | 0 | 0 | 30 | 293 | 0 | 2367 | 293 | 14.04% | 41.1354 | 9 |  | 334.1354 | 0 | 334.1354
2 | Concord/Sylvania Ltg | H/M | 260.0098 | 520.0196 | 2 | Concord/Sylvania Ltg | H/M | 1 | 198 | 0 | 0 | 0 | 30 | 228 | 0 | 396 | 228 | 14.04% | 32.0098 | 2 |  | 260.0098 | 0 | 260.0098
5 | Apollo Lighting | J | 319.3103 | 1596.5514 | 5 | Apollo Lighting | J | 1 | 250 | 0 | 0 | 0 | 30 | 280 | 0 | 1250 | 280 | 14.04% | 39.3103 | 5 |  | 319.3103 | 0 | 319.3103
24 | Apollo Lighting | JE | 319.3103 | 7663.4468 | 24 | Apollo Lighting | JE | 1 | 250 | 0 | 0 | 0 | 30 | 280 | 0 | 6000 | 280 | 14.04% | 39.3103 | 24 |  | 319.3103 | 0 | 319.3103
6 | Apollo Lighting | K | 319.3103 | 1915.8617 | 6 | Apollo Lighting | K | 1 | 250 | 0 | 0 | 0 | 30 | 280 | 0 | 1500 | 280 | 14.04% | 39.3103 | 6 |  | 319.3103 | 0 | 319.3103
9 | Apollo Lighting | L1 | 319.3103 | 2873.7925 | 9 | Apollo Lighting | L1 | 1 | 250 | 0 | 0 | 0 | 30 | 280 | 0 | 2250 | 280 | 14.04% | 39.3103 | 9 |  | 319.3103 | 0 | 319.3103
14 | Apollo Lighting | L2 | 319.3103 | 4470.3439 | 14 | Apollo Lighting | L2 | 1 | 250 | 0 | 0 | 0 | 30 | 280 | 0 | 3500 | 280 | 14.04% | 39.3103 | 14 |  | 319.3103 | 0 | 319.3103
3 | ASD Lighting | R | 291.1768 | 873.5303 | 3 | ASD Lighting | R | 1 | 225.33 | 0 | 0 | 0 | 30 | 255.33 | 0 | 675.99 | 255.33 | 14.04% | 35.8468 | 3 |  | 291.1768 | 0 | 291.1768
8 | ASD Lighting | RE | 398.3738 | 3186.9903 | 8 | ASD Lighting | RE | 1 | 319.33 | 0 | 0 | 0 | 30 | 349.33 | 0 | 2554.64 | 349.33 | 14.04% | 49.0438 | 8 |  | 398.3738 | 0 | 398.3738
0 | / | / | 0 | 0 | 0 | / | / | 0 | 0 | 0 | 0 | 0 | 0 | 0 | 0 | 0 | 0 | 14.04% | 0 | 0 |  | 0 | 0 | 0
3 | EBR-HW-AC-ET | Rapid hardwired 3 network area controller + ethernet | 870.6907 | 2612.0721 | 3 | EBR-HW-AC-ET | Rapid hardwired 3 network area controller + ethernet | 4 | 643.5 | 0 | 0 | 0 | 120 | 763.5 | 0 | 1930.5 | 763.5 | 14.04% | 107.1907 | 12 |  | 870.6907 | 0 | 870.6907
15 | EBR-HW-DALIG64 | 64 address hardwired DALI gateway module in an enclosure | 307.1081 | 4606.621 | 15 | EBR-HW-DALIG64 | 64 address hardwired DALI gateway module in an enclosure | 1 | 239.3 | 0 | 0 | 0 | 30 | 269.3 | 0 | 3589.5 | 269.3 | 14.04% | 37.8081 | 15 |  | 307.1081 | 0 | 307.1081
2 | EBR-MINPIR-DALI | Rapid DALI network mini PIR | 73.0992 | 146.1985 | 2 | EBR-MINPIR-DALI | Rapid DALI network mini PIR | 0.5 | 49.1 | 0 | 0 | 0 | 15 | 64.1 | 0 | 98.2 | 64.1 | 14.04% | 8.9992 | 1 |  | 73.0992 | 0 | 73.0992
15 | EBR-CPIR-DALI | Rapid DALI network ceiling PIR | 70.4763 | 1057.1451 | 15 | EBR-CPIR-DALI | Rapid DALI network ceiling PIR | 0.5 | 46.8 | 0 | 0 | 0 | 15 | 61.8 | 0 | 702 | 61.8 | 14.04% | 8.6763 | 7.5 |  | 70.4763 | 0 | 70.4763
6 | EBDSPIR-AT-DD | Wireless (RF) ceiling PIR presence/absence detector DSI/DALI | 128.6364 | 771.8186 | 6 | EBDSPIR-AT-DD | Wireless (RF) ceiling PIR presence/absence detector DSI/DALI | 0.5 | 97.8 | 0 | 0 | 0 | 15 | 112.8 | 0 | 586.8 | 112.8 | 14.04% | 15.8364 | 3 |  | 128.6364 | 0 | 128.6364
0 | / | / | 0 | 0 | 0 | / | / | 0 | 0 | 0 | 0 | 0 | 0 | 0 | 0 | 0 | 0 | 14.04% | 0 | 0 |  | 0 | 0 | 0
6 | DBB | Surface mounting back box for detectors 76mm diameter | 14.2549 | 85.5295 | 6 | DBB | Surface mounting back box for detectors 76mm diameter | 0.25 | 5 | 0 | 0 | 0 | 7.5 | 12.5 | 0 | 30 | 12.5 | 14.04% | 1.7549 | 1.5 |  | 14.2549 | 0 | 14.2549
6 | MWS6-DD | Mid range microwave presence/abs detector Direct Dim DSI/DALI | 158.8569 | 953.1412 | 6 | MWS6-DD | Mid range microwave presence/abs detector Direct Dim DSI/DALI | 0.5 | 124.3 | 0 | 0 | 0 | 15 | 139.3 | 0 | 745.8 | 139.3 | 14.04% | 19.5569 | 3 |  | 158.8569 | 0 | 158.8569
5 | EBDSPIR-PRM-2CH | Ceiling mounted PIR presence/absence detector 2 channel | 100.1266 | 500.6329 | 5 | EBDSPIR-PRM-2CH | Ceiling mounted PIR presence/absence detector 2 channel | 0.5 | 72.8 | 0 | 0 | 0 | 15 | 87.8 | 0 | 364 | 87.8 | 14.04% | 12.3266 | 2.5 |  | 100.1266 | 0 | 100.1266
1 | EBDSPIR-DD | Ceiling mounted PIR Direct Dim DSI/DALI | 97.6177 | 97.6177 | 1 | EBDSPIR-DD | Ceiling mounted PIR Direct Dim DSI/DALI | 0.5 | 70.6 | 0 | 0 | 0 | 15 | 85.6 | 0 | 70.6 | 85.6 | 14.04% | 12.0177 | 0.5 |  | 97.6177 | 0 | 97.6177
6 | MWS3A-PRM | Adjustable ceiling microwave presence/absence detector | 145.1721 | 871.0328 | 6 | MWS3A-PRM | Adjustable ceiling microwave presence/absence detector | 0.5 | 112.3 | 0 | 0 | 0 | 15 | 127.3 | 0 | 673.8 | 127.3 | 14.04% | 17.8721 | 3 |  | 145.1721 | 0 | 145.1721
1 | ALC15 | Twilight Switch | 63.2348 | 63.2348 | 1 | ALC15 | Twilight Switch | 0.5 | 40.45 | 0 | 0 | 0 | 15 | 55.45 | 0 | 40.45 | 55.45 | 14.04% | 7.7848 | 0.5 |  | 63.2348 | 0 | 63.2348
0 | / | / | 0 | 0 | 0 | / | / | 0 | 0 | 0 | 0 | 0 | 0 | 0 | 0 | 0 | 0 | 14.04% | 0 | 0 |  | 0 | 0 | 0
1 | COM-DRG | Project Drawings (del 2-3 wks from receipt of RCP AutoCAD files) | 496.0713 | 496.0713 | 1 | COM-DRG | Project Drawings (del 2-3 wks from receipt of RCP AutoCAD files) | 8 | 195 | 0 | 0 | 0 | 240 | 435 | 0 | 195 | 435 | 14.04% | 61.0713 | 8 |  | 496.0713 | 0 | 496.0713
3 | COM-MFSTD | Commissioning Weekday Attendance Standard Hours | 849.5934 | 2548.7803 | 3 | COM-MFSTD | Commissioning Weekday Attendance Standard Hours | 4 | 625 | 0 | 0 | 0 | 120 | 745 | 0 | 1875 | 745 | 14.04% | 104.5934 | 12 |  | 849.5934 | 0 | 849.5934
0 | / | / | 0 | 0 | 0 | / | / | 0 | 0 | 0 | 0 | 0 | 0 | 0 | 0 | 0 | 0 | 14.04% | 0 | 0 |  | 0 | 0 | 0
10215 | / | 6491B 2.5mm Singles | 1.1632 | 11882.1058 | 10215 | / | 6491B 2.5mm Singles | 0.02 | 0.42 | 0 | 0 | 0 | 0.6 | 1.02 | 0 | 4290.3 | 1.02 | 14.04% | 0.1432 | 204.3 |  | 1.1632 | 0 | 1.1632
20 | K3631 | 1 Gang Logic Plus Complete | 13.8786 | 277.5719 | 20 | K3631 | 1 Gang Logic Plus Complete | 0.25 | 4.67 | 0 | 0 | 0 | 7.5 | 12.17 | 0 | 93.4 | 12.17 | 14.04% | 1.7086 | 5 |  | 13.8786 | 0 | 13.8786
10 | K3632 | 2 Gang Logic Plus Complete | 20.0025 | 200.0251 | 10 | K3632 | 2 Gang Logic Plus Complete | 0.33 | 7.64 | 0 | 0 | 0 | 9.9 | 17.54 | 0 | 76.4 | 17.54 | 14.04% | 2.4625 | 3.3 |  | 20.0025 | 0 | 20.0025
454 | / | 25mm Gal Conduit | 15.3383 | 6963.587 | 454 | / | 25mm Gal Conduit | 0.33 | 3.55 | 0 | 0 | 0 | 9.9 | 13.45 | 0 | 1611.7 | 13.45 | 14.04% | 1.8883 | 149.82 |  | 15.3383 | 0 | 15.3383
151.3333 | / | 25mm Galvanised Boxes | 1.7106 | 258.8694 | 151.3333 | / | 25mm Galvanised Boxes | 0 | 1.5 | 0 | 0 | 0 | 0 | 1.5 | 0 | 227 | 1.5 | 14.04% | 0.21059 | 0 |  | 1.7106 | 0 | 1.7106
908 | / | 25mm Galvanised Spacer Bar Saddle | 0.20527 | 186.386 | 908 | / | 25mm Galvanised Spacer Bar Saddle | 0 | 0.18 | 0 | 0 | 0 | 0 | 0.18 | 0 | 163.44 | 0.18 | 14.04% | 0.025271 | 0 |  | 0.20527 | 0 | 0.20527
302.6667 | / | 25mm Brass Male Bush | 0.23948 | 72.4834 | 302.6667 | / | 25mm Brass Male Bush | 0 | 0.21 | 0 | 0 | 0 | 0 | 0.21 | 0 | 63.56 | 0.21 | 14.04% | 0.029483 | 0 |  | 0.23948 | 0 | 0.23948
302.6667 | / | 25mm Galvanised Coupler | 0.17106 | 51.7739 | 302.6667 | / | 25mm Galvanised Coupler | 0 | 0.15 | 0 | 0 | 0 | 0 | 0.15 | 0 | 45.4 | 0.15 | 14.04% | 0.021059 | 0 |  | 0.17106 | 0 | 0.17106
151.3333 | / | 25mm Galvanised Lock Nut | 0.23948 | 36.2417 | 151.3333 | / | 25mm Galvanised Lock Nut | 0 | 0.21 | 0 | 0 | 0 | 0 | 0.21 | 0 | 31.78 | 0.21 | 14.04% | 0.029483 | 0 |  | 0.23948 | 0 | 0.23948
151.3333 | PCR2000 | Ceiling Rose 3 Pin and Flex | 20.3332 | 3077.0943 | 151.3333 | PCR2000 | Ceiling Rose 3 Pin and Flex | 0.3 | 8.83 | 0 | 0 | 0 | 9 | 17.83 | 0 | 1336.2733 | 17.83 | 14.04% | 2.5032 | 45.4 |  | 20.3332 | 0 | 20.3332
75.6667 | CR64AX | Ceiling Rose 4 Pin and Flex | 21.9184 | 1658.49 | 75.6667 | CR64AX | Ceiling Rose 4 Pin and Flex | 0.35 | 8.72 | 0 | 0 | 0 | 10.5 | 19.22 | 0 | 659.8133 | 19.22 | 14.04% | 2.6984 | 26.4833 |  | 21.9184 | 0 | 21.9184
0 | / | / | 0 | 0 | 0 | / | / | 0 | 0 | 0 | 0 | 0 | 0 | 0 | 0 | 0 | 0 | 14.04% | 0 | 0 |  | 0 | 0 | 0
2 | / | Works to Existing Columns | 2257.9798 | 4515.9597 | 2 | / | Works to Existing Columns | 16 | 1500 | 0 | 0 | 0 | 480 | 1980 | 0 | 3000 | 1980 | 14.04% | 277.9798 | 32 |  | 2257.9798 | 0 | 2257.9798
0 | / | / | 0 | 0 | 0 | / | / | 0 | 0 | 0 | 0 | 0 | 0 | 0 | 0 | 0 | 0 | 14.04% | 0 | 0 |  | 0 | 0 | 0
0 | / | / | 0 | 0 | 0 | / | / | 0 | 0 | 0 | 0 | 0 | 0 | 0 | 0 | 0 | 0 | 14.04% | 0 | 0 |  | 0 | 0 | 0
0 | / | / | 0 | 0 | 0 | / | / | 0 | 0 | 0 | 0 | 0 | 0 | 0 | 0 | 0 | 0 | 14.04% | 0 | 0 |  | 0 | 0 | 0
0 | / | / | 0 | 0 | 0 | / | / | 0 | 0 | 0 | 0 | 0 | 0 | 0 | 0 | 0 | 0 | 14.04% | 0 | 0 |  | 0 | 0 | 0
0 | / | / | 0 | 0 | 0 | / | / | 0 | 0 | 0 | 0 | 0 | 0 | 0 | 0 | 0 | 0 | 14.04% | 0 | 0 |  | 0 | 0 | 0
0 | / | / | 0 | 0 | 0 | / | / | 0 | 0 | 0 | 0 | 0 | 0 | 0 | 0 | 0 | 0 | 14.04% | 0 | 0 |  | 0 | 0 | 0
0 | / | / | 0 | 0 | 0 | / | / | 0 | 0 | 0 | 0 | 0 | 0 | 0 | 0 | 0 | 0 | 14.04% | 0 | 0 |  | 0 | 0 | 0
[7 empty] | END SECTION |  |  |  |  | Contractor |  |  | Plant | Materials |  |  |  | Labour
|  | Totals for Section |  | 160230.4087 | 227 | 705.8608 | Per Point |  |  | QTY (0) | 0 | 0 | 2154.9 |  | 0 | 113510.3467 | 13972.59 |  | 1961.6659 | 899.8033 | 0 | 15934.2559 | 0 | 15934.2559
|  |  |  | 160230 | [5 empty] | Total (0) | 0.40867
13041 |  |  |  |  | 13041

## 7
EXAMPLE |  |  |  | PWS200000 | EXAMPLE |  |  |  |  | Power Supplies, Distribution & Final Circuits | PWS200000
Power Supplies, Distribution & Final Circuits |  |  |  |  | Power Supplies, Distribution & Final Circuits |  |  | Tender Prime Cost Items
[8 empty] | Unit | Unit | Unit | Sub | Sub | Unit | Unit | Total | Total | Total | Line | Line | Total
|  |  | Schedule of Rates |  |  |  |  | Labour | Materials | Luminaires | Contractor | Contractor | 30 | 0 | Plant | Materials | Line | OHP | OHP | Labour |  | Base | Client | Client
[8 empty] | M / Hrs | Prime Cost | Prime Cost | Item Cost | Total Cost | L Cost | L + M | Prime Cost | Prime Cost | Prime Cost | % | Sum | Hours |  | Rate | 0% | Rate
Qty | Part Number | Description | Each | Total | Qty | Part Number | Description
190 | VP180WHI | Carrier, Main 3 Compartment, White PVC | 19.2274 | 3653.2106 | 190 | VP180WHI | Carrier, Main 3 Compartment, White PVC | 0.25 | 9.62 | 0 | 0 | 0 | 7.5 | 17.12 | 0 | 1827.8 | 17.12 | 12.31% | 2.1074 | 47.5 |  | 19.2274 | 0 | 19.2274
190 | VP100WHI | Cover, Straight for 3C Main Carrier, White PVC | 4.7282 | 898.3654 | 190 | VP100WHI | Cover, Straight for 3C Main Carrier, White PVC | 0.066 | 2.23 | 0 | 0 | 0 | 1.98 | 4.21 | 0 | 423.7 | 4.21 | 12.31% | 0.51824 | 12.54 |  | 4.7282 | 0 | 4.7282
380 | VP110WHI | Cover, Curved for 3C Main Carrier, White PVC | 4.7282 | 1796.7309 | 380 | VP110WHI | Cover, Curved for 3C Main Carrier, White PVC | 0.066 | 2.23 | 0 | 0 | 0 | 1.98 | 4.21 | 0 | 847.4 | 4.21 | 12.31% | 0.51824 | 25.08 |  | 4.7282 | 0 | 4.7282
20 | VP181WHI | Corner, Internal for 3C Main Carrier, White PVC | 9.8945 | 197.8897 | 20 | VP181WHI | Corner, Internal for 3C Main Carrier, White PVC | 0.15 | 4.31 | 0 | 0 | 0 | 4.5 | 8.81 | 0 | 86.2 | 8.81 | 12.31% | 1.0845 | 3 |  | 9.8945 | 0 | 9.8945
20 | VP182WHI | Corner, External for 3C Main Carrier, White PVC | 9.8945 | 197.8897 | 20 | VP182WHI | Corner, External for 3C Main Carrier, White PVC | 0.15 | 4.31 | 0 | 0 | 0 | 4.5 | 8.81 | 0 | 86.2 | 8.81 | 12.31% | 1.0845 | 3 |  | 9.8945 | 0 | 9.8945
19 | VP185WHI | Bend, Flat Angle for 3C Main Carrier, White PVC | 44.7217 | 849.7129 | 19 | VP185WHI | Bend, Flat Angle for 3C Main Carrier, White PVC | 0.15 | 35.32 | 0 | 0 | 0 | 4.5 | 39.82 | 0 | 671.08 | 39.82 | 12.31% | 4.9017 | 2.85 |  | 44.7217 | 0 | 44.7217
71 | VP121WHI | Box, 1 Gang for 3C Main Carrier, White PVC | 3.0997 | 220.0821 | 71 | VP121WHI | Box, 1 Gang for 3C Main Carrier, White PVC | 0.05 | 1.26 | 0 | 0 | 0 | 1.5 | 2.76 | 0 | 89.46 | 2.76 | 12.31% | 0.33975 | 3.55 |  | 3.0997 | 0 | 3.0997
137 | VP122WHI | Box, 2 Gang for 3C Main Carrier, White PVC | 3.4479 | 472.3635 | 137 | VP122WHI | Box, 2 Gang for 3C Main Carrier, White PVC | 0.05 | 1.57 | 0 | 0 | 0 | 1.5 | 3.07 | 0 | 215.09 | 3.07 | 12.31% | 0.37791 | 6.85 |  | 3.4479 | 0 | 3.4479
137 | K2747WHI | 13A TWIN SSO - PLATE ONLY | 12.6236 | 1729.4349 | 137 | K2747WHI | 13A TWIN SSO - PLATE ONLY | 0.25 | 3.74 | 0 | 0 | 0 | 7.5 | 11.24 | 0 | 512.38 | 11.24 | 12.31% | 1.3836 | 34.25 |  | 12.6236 | 0 | 12.6236
6165 | / | 6491B 4.0mm Singles | 1.6285 | 10039.6466 | 6165 | / | 6491B 4.0mm Singles | 0.025 | 0.7 | 0 | 0 | 0 | 0.75 | 1.45 | 0 | 4315.5 | 1.45 | 12.31% | 0.17849 | 154.125 |  | 1.6285 | 0 | 1.6285
114 | / | 25mm Gal Conduit | 15.1057 | 1722.0449 | 114 | / | 25mm Gal Conduit | 0.33 | 3.55 | 0 | 0 | 0 | 9.9 | 13.45 | 0 | 404.7 | 13.45 | 12.31% | 1.6557 | 37.62 |  | 15.1057 | 0 | 15.1057
38 | / | 25mm Galvanised Boxes | 1.6846 | 64.0165 | 38 | / | 25mm Galvanised Boxes | 0 | 1.5 | 0 | 0 | 0 | 0 | 1.5 | 0 | 57 | 1.5 | 12.31% | 0.18465 | 0 |  | 1.6846 | 0 | 1.6846
228 | / | 25mm Galvanised Spacer Bar Saddle | 0.20216 | 46.0919 | 228 | / | 25mm Galvanised Spacer Bar Saddle | 0 | 0.18 | 0 | 0 | 0 | 0 | 0.18 | 0 | 41.04 | 0.18 | 12.31% | 0.022157 | 0 |  | 0.20216 | 0 | 0.20216
76 | / | 25mm Brass Male Bush | 0.23585 | 17.9246 | 76 | / | 25mm Brass Male Bush | 0 | 0.21 | 0 | 0 | 0 | 0 | 0.21 | 0 | 15.96 | 0.21 | 12.31% | 0.02585 | 0 |  | 0.23585 | 0 | 0.23585
76 | / | 25mm Galvanised Coupler | 0.16846 | 12.8033 | 76 | / | 25mm Galvanised Coupler | 0 | 0.15 | 0 | 0 | 0 | 0 | 0.15 | 0 | 11.4 | 0.15 | 12.31% | 0.018465 | 0 |  | 0.16846 | 0 | 0.16846
38 | / | 25mm Galvanised Lock Nut | 0.23585 | 8.9623 | 38 | / | 25mm Galvanised Lock Nut | 0 | 0.21 | 0 | 0 | 0 | 0 | 0.21 | 0 | 7.98 | 0.21 | 12.31% | 0.02585 | 0 |  | 0.23585 | 0 | 0.23585
0 | / | / | 0 | 0 | 0 | / | / | 0 | 0 | 0 | 0 | 0 | 0 | 0 | 0 | 0 | 0 | 12.31% | 0 | 0 |  | 0 | 0 | 0
15 | / | White Board Containment | 235.8504 | 3537.7562 | 15 | / | White Board Containment | 2 | 150 | 0 | 0 | 0 | 60 | 210 | 0 | 2250 | 210 | 12.31% | 25.8504 | 30 |  | 235.8504 | 0 | 235.8504
0 | / | / | 0 | 0 | 0 | / | / | 0 | 0 | 0 | 0 | 0 | 0 | 0 | 0 | 0 | 0 | 12.31% | 0 | 0 |  | 0 | 0 | 0
25 | / | SINGLE SOCKET K2757WHI | 10.4897 | 262.2432 | 25 | / | SINGLE SOCKET K2757WHI | 0.25 | 1.84 | 0 | 0 | 0 | 7.5 | 9.34 | 0 | 46 | 9.34 | 12.31% | 1.1497 | 6.25 |  | 10.4897 | 0 | 10.4897
55 | / | DOUBLE SOCKET K2747WHI | 12.0958 | 665.2666 | 55 | / | DOUBLE SOCKET K2747WHI | 0.25 | 3.27 | 0 | 0 | 0 | 7.5 | 10.77 | 0 | 179.85 | 10.77 | 12.31% | 1.3258 | 13.75 |  | 12.0958 | 0 | 12.0958
85 | / | SPUR K1040WHI | 20.227 | 1719.2933 | 85 | / | SPUR K1040WHI | 0.45 | 4.51 | 0 | 0 | 0 | 13.5 | 18.01 | 0 | 383.35 | 18.01 | 12.31% | 2.217 | 38.25 |  | 20.227 | 0 | 20.227
15 | / | Floor Box | 162.8491 | 2442.7364 | 15 | / | Floor Box | 1 | 115 | 0 | 0 | 0 | 30 | 145 | 0 | 1725 | 145 | 12.31% | 17.8491 | 15 |  | 162.8491 | 0 | 162.8491
125 | / | 866ZIC | 4.3576 | 544.7021 | 125 | / | 866ZIC | 0.12 | 0.28 | 0 | 0 | 0 | 3.6 | 3.88 | 0 | 35 | 3.88 | 12.31% | 0.47762 | 15 |  | 4.3576 | 0 | 4.3576
55 | / | 886ZIC | 4.3576 | 239.6689 | 55 | / | 886ZIC | 0.12 | 0.28 | 0 | 0 | 0 | 3.6 | 3.88 | 0 | 15.4 | 3.88 | 12.31% | 0.47762 | 6.6 |  | 4.3576 | 0 | 4.3576
4800 | / | 6491B 2.5mm Singles | 1.1006 | 5283.0492 | 4800 | / | 6491B 2.5mm Singles | 0.02 | 0.38 | 0 | 0 | 0 | 0.6 | 0.98 | 0 | 1824 | 0.98 | 12.31% | 0.12064 | 96 |  | 1.1006 | 0 | 1.1006
7500 | / | 6491B 4.0mm Singles | 1.6285 | 12213.682 | 7500 | / | 6491B 4.0mm Singles | 0.025 | 0.7 | 0 | 0 | 0 | 0.75 | 1.45 | 0 | 5250 | 1.45 | 12.31% | 0.17849 | 187.5 |  | 1.6285 | 0 | 1.6285
540 | / | 25mm Gal Conduit | 15.1057 | 8157.0549 | 540 | / | 25mm Gal Conduit | 0.33 | 3.55 | 0 | 0 | 0 | 9.9 | 13.45 | 0 | 1917 | 13.45 | 12.31% | 1.6557 | 178.2 |  | 15.1057 | 0 | 15.1057
180 | / | 25mm Galvanised Boxes | 1.6846 | 303.2362 | 180 | / | 25mm Galvanised Boxes | 0 | 1.5 | 0 | 0 | 0 | 0 | 1.5 | 0 | 270 | 1.5 | 12.31% | 0.18465 | 0 |  | 1.6846 | 0 | 1.6846
1080 | / | 25mm Galvanised Spacer Bar Saddle | 0.20216 | 218.3301 | 1080 | / | 25mm Galvanised Spacer Bar Saddle | 0 | 0.18 | 0 | 0 | 0 | 0 | 0.18 | 0 | 194.4 | 0.18 | 12.31% | 0.022157 | 0 |  | 0.20216 | 0 | 0.20216
360 | / | 25mm Brass Male Bush | 0.23585 | 84.9061 | 360 | / | 25mm Brass Male Bush | 0 | 0.21 | 0 | 0 | 0 | 0 | 0.21 | 0 | 75.6 | 0.21 | 12.31% | 0.02585 | 0 |  | 0.23585 | 0 | 0.23585
360 | / | 25mm Galvanised Coupler | 0.16846 | 60.6472 | 360 | / | 25mm Galvanised Coupler | 0 | 0.15 | 0 | 0 | 0 | 0 | 0.15 | 0 | 54 | 0.15 | 12.31% | 0.018465 | 0 |  | 0.16846 | 0 | 0.16846
180 | / | 25mm Galvanised Lock Nut | 0.23585 | 42.4531 | 180 | / | 25mm Galvanised Lock Nut | 0 | 0.21 | 0 | 0 | 0 | 0 | 0.21 | 0 | 37.8 | 0.21 | 12.31% | 0.02585 | 0 |  | 0.23585 | 0 | 0.23585
0 | / | / | 0 | 0 | 0 | / | / | 0 | 0 | 0 | 0 | 0 | 0 | 0 | 0 | 0 | 0 | 12.31% | 0 | 0 |  | 0 | 0 | 0
15 | 30AXTN2 | TP&N 30 amps | 110.8413 | 1662.6191 | 15 | 30AXTN2 | TP&N 30 amps | 1.3 | 59.6925 | 0 | 0 | 0 | 39 | 98.6925 | 0 | 895.3875 | 98.6925 | 12.31% | 12.1488 | 19.5 |  | 110.8413 | 0 | 110.8413
450 | 6944LSH | Cable, 4 Core Armoured XLPE Insulated, LSOH Sheathed, Black | 7.9886 | 3594.8657 | 450 | 6944LSH | Cable, 4 Core Armoured XLPE Insulated, LSOH Sheathed, Black | 0.13 | 3.213 | 0 | 0 | 0 | 3.9 | 7.113 | 0 | 1445.85 | 7.113 | 12.31% | 0.87559 | 58.5 |  | 7.9886 | 0 | 7.9886
900 | / | 10mm SWA Cable Cleat | 0.70924 | 638.3123 | 900 | / | 10mm SWA Cable Cleat | 0.02 | 0.0315 | 0 | 0 | 0 | 0.6 | 0.6315 | 0 | 28.35 | 0.6315 | 12.31% | 0.077736 | 18 |  | 0.70924 | 0 | 0.70924
30 | / | 10mm SWA Cable Gland | 65.6793 | 1970.3786 | 30 | / | 10mm SWA Cable Gland | 1.9 | 1.4805 | 0 | 0 | 0 | 57 | 58.4805 | 0 | 44.415 | 58.4805 | 12.31% | 7.1988 | 57 |  | 65.6793 | 0 | 65.6793
0 | / | / | 0 | 0 | 0 | / | / | 0 | 0 | 0 | 0 | 0 | 0 | 0 | 0 | 0 | 0 | 12.31% | 0 | 0 |  | 0 | 0 | 0
3 | / | Future Car Charger Supply | 539.0867 | 1617.26 | 3 | / | Future Car Charger Supply | 1 | 450 | 0 | 0 | 0 | 30 | 480 | 0 | 1350 | 480 | 12.31% | 59.0867 | 3 |  | 539.0867 | 0 | 539.0867
0 | / | / | 0 | 0 | 0 | / | / | 0 | 0 | 0 | 0 | 0 | 0 | 0 | 0 | 0 | 0 | 12.31% | 0 | 0 |  | 0 | 0 | 0
0 | / | / | 0 | 0 | 0 | / | / | 0 | 0 | 0 | 0 | 0 | 0 | 0 | 0 | 0 | 0 | 12.31% | 0 | 0 |  | 0 | 0 | 0
0 | / | / | 0 | 0 | 0 | / | / | 0 | 0 | 0 | 0 | 0 | 0 | 0 | 0 | 0 | 0 | 12.31% | 0 | 0 |  | 0 | 0 | 0
0 | / | / | 0 | 0 | 0 | / | / | 0 | 0 | 0 | 0 | 0 | 0 | 0 | 0 | 0 | 0 | 12.31% | 0 | 0 |  | 0 | 0 | 0
0 | / | / | 0 | 0 | 0 | / | / | 0 | 0 | 0 | 0 | 0 | 0 | 0 | 0 | 0 | 0 | 12.31% | 0 | 0 |  | 0 | 0 | 0
0 | / | / | 0 | 0 | 0 | / | / | 0 | 0 | 0 | 0 | 0 | 0 | 0 | 0 | 0 | 0 | 12.31% | 0 | 0 |  | 0 | 0 | 0
[7 empty] | END SECTION |  |  |  |  | Contractor |  |  | Plant | Materials |  |  |  | Labour
|  | Totals for Section |  | 67185.6314 | 0 | #DIV/0! | Per Point |  |  | QTY (0) | 0 | 0 | 313.56 |  | 0 | 27634.2925 | 1181.1275 |  | 145.3935 | 1072.915 | 0 | 1326.521 | 0 | 1326.521
|  |  |  | 67186 | [5 empty] | Total (0) | -0.36863
24672 |  |  |  |  | 24672

## 8
EXAMPLE |  |  |  | PWS200000 | EXAMPLE |  |  |  |  | Data installation | PWS200000
Data installation |  |  |  |  | Data installation |  |  | Tender Prime Cost Items
[8 empty] | Unit | Unit | Unit | Sub | Sub | Unit | Unit | Total | Total | Total | Line | Line | Total
|  |  | Schedule of Rates |  |  |  |  | Labour | Materials | Luminaires | Contractor | Contractor | 30 | 0 | Plant | Materials | Line | OHP | OHP | Labour |  | Base | Client | Client
[8 empty] | M / Hrs | Prime Cost | Prime Cost | Item Cost | Total Cost | L Cost | L + M | Prime Cost | Prime Cost | Prime Cost | % | Sum | Hours |  | Rate | 0% | Rate
Qty | Part Number | Description | Each | Total | Qty | Part Number | Description
10 | Budget | 1G Data Outlet | 0 | 0 | 10 | Budget | 1G Data Outlet | 0 | 0 | 0 | 0 | 0 | 0 | 0 | 0 | 0 | 0 | 11.84% | 0 | 0 |  | 0 | 0 | 0
115 | Budget | 2G Data Outlet | 0 | 0 | 115 | Budget | 2G Data Outlet | 0 | 0 | 0 | 0 | 0 | 0 | 0 | 0 | 0 | 0 | 11.84% | 0 | 0 |  | 0 | 0 | 0
5 | Based on nr of Points | CABINET SIZE (POINT ADJUSTED) | 637.5128 | 3187.564 | 5 | Based on nr of Points | CABINET SIZE (POINT ADJUSTED) | 4 | 450 | 0 | 0 | 0 | 120 | 570 | 0 | 2250 | 570 | 11.84% | 67.5128 | 20 |  | 637.5128 | 0 | 637.5128
10 | Budget | 1U JUMPER BAR | 9.3726 | 93.7256 | 10 | Budget | 1U JUMPER BAR | 0 | 8.38 | 0 | 0 | 0 | 0 | 8.38 | 0 | 83.8 | 8.38 | 11.84% | 0.99256 | 0 |  | 9.3726 | 0 | 9.3726
5 | Budget | CABINET EARTHING KIT | 19.103 | 95.5151 | 5 | Budget | CABINET EARTHING KIT | 0 | 17.08 | 0 | 0 | 0 | 0 | 17.08 | 0 | 85.4 | 17.08 | 11.84% | 2.023 | 0 |  | 19.103 | 0 | 19.103
7200 | Budget | CAT 6 UTP LSZH CABLE | 0.57041 | 4106.9246 | 7200 | Budget | CAT 6 UTP LSZH CABLE | 0 | 0.51 | 0 | 0 | 0 | 0 | 0.51 | 0 | 3672 | 0.51 | 11.84% | 0.060406 | 0 |  | 0.57041 | 0 | 0.57041
10 | Budget | CAT 6 UTP GLOBAL PATCH PANEL | 93.9493 | 939.4925 | 10 | Budget | CAT 6 UTP GLOBAL PATCH PANEL | 0 | 84 | 0 | 0 | 0 | 0 | 84 | 0 | 840 | 84 | 11.84% | 9.9493 | 0 |  | 93.9493 | 0 | 93.9493
240 | Budget | CAT 6 ALPHA SNAP SHUTTERED MODULE | 4.1953 | 1006.8676 | 240 | Budget | CAT 6 ALPHA SNAP SHUTTERED MODULE | 0 | 3.751 | 0 | 0 | 0 | 0 | 3.751 | 0 | 900.24 | 3.751 | 11.84% | 0.44428 | 0 |  | 4.1953 | 0 | 4.1953
10 | Budget | ALPHA SNAP SINGLE APERTURE FACE PLATE | 0.99541 | 9.9541 | 10 | Budget | ALPHA SNAP SINGLE APERTURE FACE PLATE | 0 | 0.89 | 0 | 0 | 0 | 0 | 0.89 | 0 | 8.9 | 0.89 | 11.84% | 0.10541 | 0 |  | 0.99541 | 0 | 0.99541
115 | Budget | ALPHA SNAP DOUBLE APERTURE FACE PLATE | 0.99541 | 114.4727 | 115 | Budget | ALPHA SNAP DOUBLE APERTURE FACE PLATE | 0 | 0.89 | 0 | 0 | 0 | 0 | 0.89 | 0 | 102.35 | 0.89 | 11.84% | 0.10541 | 0 |  | 0.99541 | 0 | 0.99541
7200 | Budget | FIRST FIX CABLES | 1.6777 | 12079.1899 | 7200 | Budget | FIRST FIX CABLES | 0.05 | 0 | 0 | 0 | 0 | 1.5 | 1.5 | 0 | 0 | 1.5 | 11.84% | 0.17767 | 360 |  | 1.6777 | 0 | 1.6777
240 | Budget | 2ND FIX, TERMINATE AND TEST | 5.033 | 1207.919 | 240 | Budget | 2ND FIX, TERMINATE AND TEST | 0.15 | 0 | 0 | 0 | 0 | 4.5 | 4.5 | 0 | 0 | 4.5 | 11.84% | 0.533 | 36 |  | 5.033 | 0 | 5.033
0 | / | / | 0 | 0 | 0 | / | / | 0 | 0 | 0 | 0 | 0 | 0 | 0 | 0 | 0 | 0 | 11.84% | 0 | 0 |  | 0 | 0 | 0
125 | / | 866ZIC | 4.3396 | 542.4451 | 125 | / | 866ZIC | 0.12 | 0.28 | 0 | 0 | 0 | 3.6 | 3.88 | 0 | 35 | 3.88 | 11.84% | 0.45956 | 15 |  | 4.3396 | 0 | 4.3396
375 | / | 25mm Gal Conduit | 15.0431 | 5641.1495 | 375 | / | 25mm Gal Conduit | 0.33 | 3.55 | 0 | 0 | 0 | 9.9 | 13.45 | 0 | 1331.25 | 13.45 | 11.84% | 1.5931 | 123.75 |  | 15.0431 | 0 | 15.0431
125 | / | 25mm Galvanised Boxes | 1.6777 | 209.7082 | 125 | / | 25mm Galvanised Boxes | 0 | 1.5 | 0 | 0 | 0 | 0 | 1.5 | 0 | 187.5 | 1.5 | 11.84% | 0.17767 | 0 |  | 1.6777 | 0 | 1.6777
750 | / | 25mm Galvanised Spacer Bar Saddle | 0.20132 | 150.9899 | 750 | / | 25mm Galvanised Spacer Bar Saddle | 0 | 0.18 | 0 | 0 | 0 | 0 | 0.18 | 0 | 135 | 0.18 | 11.84% | 0.02132 | 0 |  | 0.20132 | 0 | 0.20132
250 | / | 25mm Brass Male Bush | 0.23487 | 58.7183 | 250 | / | 25mm Brass Male Bush | 0 | 0.21 | 0 | 0 | 0 | 0 | 0.21 | 0 | 52.5 | 0.21 | 11.84% | 0.024873 | 0 |  | 0.23487 | 0 | 0.23487
250 | / | 25mm Galvanised Coupler | 0.16777 | 41.9416 | 250 | / | 25mm Galvanised Coupler | 0 | 0.15 | 0 | 0 | 0 | 0 | 0.15 | 0 | 37.5 | 0.15 | 11.84% | 0.017767 | 0 |  | 0.16777 | 0 | 0.16777
125 | / | 25mm Galvanised Lock Nut | 0.23487 | 29.3591 | 125 | / | 25mm Galvanised Lock Nut | 0 | 0.21 | 0 | 0 | 0 | 0 | 0.21 | 0 | 26.25 | 0.21 | 11.84% | 0.024873 | 0 |  | 0.23487 | 0 | 0.23487
0 | / | / | 0 | 0 | 0 | / | / | 0 | 0 | 0 | 0 | 0 | 0 | 0 | 0 | 0 | 0 | 11.84% | 0 | 0 |  | 0 | 0 | 0
160 | / | Fibre Allowance | 7.8291 | 1252.6567 | 160 | / | Fibre Allowance | 0.15 | 2.5 | 0 | 0 | 0 | 4.5 | 7 | 0 | 400 | 7 | 11.84% | 0.8291 | 24 |  | 7.8291 | 0 | 7.8291
0 | / | / | 0 | 0 | 0 | / | / | 0 | 0 | 0 | 0 | 0 | 0 | 0 | 0 | 0 | 0 | 11.84% | 0 | 0 |  | 0 | 0 | 0
0 | / | / | 0 | 0 | 0 | / | / | 0 | 0 | 0 | 0 | 0 | 0 | 0 | 0 | 0 | 0 | 11.84% | 0 | 0 |  | 0 | 0 | 0
[7 empty] | END SECTION |  |  |  |  | Contractor |  |  | Plant | Materials |  |  |  | Labour
|  | Totals for Section |  | 30768.5935 | 240 | 128.2025 | Per Point |  |  | QTY (0) | 0 | 0 | 144 |  | 0 | 10147.69 | 718.081 |  | 85.052 | 578.75 | 0 | 803.133 | 0 | 803.133
|  |  |  | 30769 | [5 empty] | Total (0) | -0.4065
17320 |  |  |  |  | 17320

## 9
EXAMPLE |  |  |  | PWS200000 | EXAMPLE |  |  |  |  | Fire Alarm Installation | PWS200000
Fire Alarm Installation |  |  |  |  | Fire Alarm Installation |  |  | Tender Prime Cost Items
[8 empty] | Unit | Unit | Unit | Sub | Sub | Unit | Unit | Total | Total | Total | Line | Line | Total
|  |  | Schedule of Rates |  |  |  |  | Labour | Materials | Luminaires | Contractor | Contractor | 30 | 0 | Plant | Materials | Line | OHP | OHP | Labour |  | Base | Client | Client
[8 empty] | M / Hrs | Prime Cost | Prime Cost | Item Cost | Total Cost | L Cost | L + M | Prime Cost | Prime Cost | Prime Cost | % | Sum | Hours |  | Rate | 0% | Rate
Qty | Part Number | Description | Each | Total | Qty | Part Number | Description
1 | / | Panache Fire Services Ltd | 36583.3247 | 36583.3247 | 1 | / | Panache Fire Services Ltd | 0 | 0 | 0 | 31858.82 | 31858.82 | 0 | 0 | 0 | 0 | 31858.82 | 14.83% | 4724.5047 | 0 |  | 36583.3247 | 0 | 36583.3247
40 | / | 866ZIC | 4.4554 | 178.2154 | 40 | / | 866ZIC | 0.12 | 0.28 | 0 | 0 | 0 | 3.6 | 3.88 | 0 | 11.2 | 3.88 | 14.83% | 0.57538 | 4.8 |  | 4.4554 | 0 | 4.4554
80 | / | 25mm Gal Conduit | 15.4446 | 1235.5655 | 80 | / | 25mm Gal Conduit | 0.33 | 3.55 | 0 | 0 | 0 | 9.9 | 13.45 | 0 | 284 | 13.45 | 14.83% | 1.9946 | 26.4 |  | 15.4446 | 0 | 15.4446
26.6667 | / | 25mm Galvanised Boxes | 1.7224 | 45.9318 | 26.6667 | / | 25mm Galvanised Boxes | 0 | 1.5 | 0 | 0 | 0 | 0 | 1.5 | 0 | 40 | 1.5 | 14.83% | 0.22244 | 0 |  | 1.7224 | 0 | 1.7224
160 | / | 25mm Galvanised Spacer Bar Saddle | 0.20669 | 33.0709 | 160 | / | 25mm Galvanised Spacer Bar Saddle | 0 | 0.18 | 0 | 0 | 0 | 0 | 0.18 | 0 | 28.8 | 0.18 | 14.83% | 0.026693 | 0 |  | 0.20669 | 0 | 0.20669
53.3333 | / | 25mm Brass Male Bush | 0.24114 | 12.8609 | 53.3333 | / | 25mm Brass Male Bush | 0 | 0.21 | 0 | 0 | 0 | 0 | 0.21 | 0 | 11.2 | 0.21 | 14.83% | 0.031142 | 0 |  | 0.24114 | 0 | 0.24114
53.3333 | / | 25mm Galvanised Coupler | 0.17224 | 9.1864 | 53.3333 | / | 25mm Galvanised Coupler | 0 | 0.15 | 0 | 0 | 0 | 0 | 0.15 | 0 | 8 | 0.15 | 14.83% | 0.022244 | 0 |  | 0.17224 | 0 | 0.17224
26.6667 | / | 25mm Galvanised Lock Nut | 0.24114 | 6.4305 | 26.6667 | / | 25mm Galvanised Lock Nut | 0 | 0.21 | 0 | 0 | 0 | 0 | 0.21 | 0 | 5.6 | 0.21 | 14.83% | 0.031142 | 0 |  | 0.24114 | 0 | 0.24114
40 | S32/10M | Conduit, Type S Flexible LFH, IP40, Steel | 5.6266 | 225.0658 | 40 | S32/10M | Conduit, Type S Flexible LFH, IP40, Steel | 0.05 | 3.4 | 0 | 0 | 0 | 1.5 | 4.9 | 0 | 136 | 4.9 | 14.83% | 0.72665 | 2 |  | 5.6266 | 0 | 5.6266
80 | S32/PG29/A | Connector, Type A Male IP40, Brass Nickel Plated | 5.7989 | 463.9112 | 80 | S32/PG29/A | Connector, Type A Male IP40, Brass Nickel Plated | 0.065 | 3.1 | 0 | 0 | 0 | 1.95 | 5.05 | 0 | 248 | 5.05 | 14.83% | 0.74889 | 5.2 |  | 5.7989 | 0 | 5.7989
0 | / | / | 0 | 0 | 0 | / | / | 0 | 0 | 0 | 0 | 0 | 0 | 0 | 0 | 0 | 0 | 14.83% | 0 | 0 |  | 0 | 0 | 0
0 | / | / | 0 | 0 | 0 | / | / | 0 | 0 | 0 | 0 | 0 | 0 | 0 | 0 | 0 | 0 | 14.83% | 0 | 0 |  | 0 | 0 | 0
0 | / | / | 0 | 0 | 0 | / | / | 0 | 0 | 0 | 0 | 0 | 0 | 0 | 0 | 0 | 0 | 14.83% | 0 | 0 |  | 0 | 0 | 0
0 | / | / | 0 | 0 | 0 | / | / | 0 | 0 | 0 | 0 | 0 | 0 | 0 | 0 | 0 | 0 | 14.83% | 0 | 0 |  | 0 | 0 | 0
0 | / | / | 0 | 0 | 0 | / | / | 0 | 0 | 0 | 0 | 0 | 0 | 0 | 0 | 0 | 0 | 14.83% | 0 | 0 |  | 0 | 0 | 0
0 | / | / | 0 | 0 | 0 | / | / | 0 | 0 | 0 | 0 | 0 | 0 | 0 | 0 | 0 | 0 | 14.83% | 0 | 0 |  | 0 | 0 | 0
0 | / | / | 0 | 0 | 0 | / | / | 0 | 0 | 0 | 0 | 0 | 0 | 0 | 0 | 0 | 0 | 14.83% | 0 | 0 |  | 0 | 0 | 0
0 | / | / | 0 | 0 | 0 | / | / | 0 | 0 | 0 | 0 | 0 | 0 | 0 | 0 | 0 | 0 | 14.83% | 0 | 0 |  | 0 | 0 | 0
0 | / | / | 0 | 0 | 0 | / | / | 0 | 0 | 0 | 0 | 0 | 0 | 0 | 0 | 0 | 0 | 14.83% | 0 | 0 |  | 0 | 0 | 0
0 | / | / | 0 | 0 | 0 | / | / | 0 | 0 | 0 | 0 | 0 | 0 | 0 | 0 | 0 | 0 | 14.83% | 0 | 0 |  | 0 | 0 | 0
0 | / | / | 0 | 0 | 0 | / | / | 0 | 0 | 0 | 0 | 0 | 0 | 0 | 0 | 0 | 0 | 14.83% | 0 | 0 |  | 0 | 0 | 0
0 | / | / | 0 | 0 | 0 | / | / | 0 | 0 | 0 | 0 | 0 | 0 | 0 | 0 | 0 | 0 | 14.83% | 0 | 0 |  | 0 | 0 | 0
0 | / | / | 0 | 0 | 0 | / | / | 0 | 0 | 0 | 0 | 0 | 0 | 0 | 0 | 0 | 0 | 14.83% | 0 | 0 |  | 0 | 0 | 0
0 | / | / | 0 | 0 | 0 | / | / | 0 | 0 | 0 | 0 | 0 | 0 | 0 | 0 | 0 | 0 | 14.83% | 0 | 0 |  | 0 | 0 | 0
[7 empty] | END SECTION |  |  |  |  | Contractor |  |  | Plant | Materials |  |  |  | Labour
|  | Totals for Section |  | 38793.563 | 0 | #DIV/0! | Per Point |  |  | QTY (0) | 0 | 31858.82 | 16.95 |  | 0 | 772.8 | 31888.35 |  | 4728.8839 | 38.4 | 0 | 36617.2339 | 0 | 36617.2339
|  |  |  | 38794 | [5 empty] | Total (0) | -0.437
561 |  |  |  |  | 561

## 10
EXAMPLE |  |  |  | PWS200000 | EXAMPLE |  |  |  |  | Intruder Alarm Installation | PWS200000
Intruder Alarm Installation |  |  |  |  | Intruder Alarm Installation |  |  | Tender Prime Cost Items
[8 empty] | Unit | Unit | Unit | Sub | Sub | Unit | Unit | Total | Total | Total | Line | Line | Total
|  |  | Schedule of Rates |  |  |  |  | Labour | Materials | Luminaires | Contractor | Contractor | 30 | 0 | Plant | Materials | Line | OHP | OHP | Labour |  | Base | Client | Client
[8 empty] | M / Hrs | Prime Cost | Prime Cost | Item Cost | Total Cost | L Cost | L + M | Prime Cost | Prime Cost | Prime Cost | % | Sum | Hours |  | Rate | 0% | Rate
Qty | Part Number | Description | Each | Total | Qty | Part Number | Description
1 | / | Blue Chip | 3718.1762 | 3718.1762 | 1 | / | Blue Chip | 0 | 0 | 0 | 3258 | 3258 | 0 | 0 | 0 | 0 | 3258 | 14.12% | 460.1762 | 0 |  | 3718.1762 | 0 | 3718.1762
28 | / | 866ZIC | 4.428 | 123.9849 | 28 | / | 866ZIC | 0.12 | 0.28 | 0 | 0 | 0 | 3.6 | 3.88 | 0 | 7.84 | 3.88 | 14.12% | 0.54803 | 3.36 |  | 4.428 | 0 | 4.428
56 | / | 25mm Gal Conduit | 15.3497 | 859.5857 | 56 | / | 25mm Gal Conduit | 0.33 | 3.55 | 0 | 0 | 0 | 9.9 | 13.45 | 0 | 198.8 | 13.45 | 14.12% | 1.8997 | 18.48 |  | 15.3497 | 0 | 15.3497
18.6667 | / | 25mm Galvanised Boxes | 1.7119 | 31.9549 | 18.6667 | / | 25mm Galvanised Boxes | 0 | 1.5 | 0 | 0 | 0 | 0 | 1.5 | 0 | 28 | 1.5 | 14.12% | 0.21187 | 0 |  | 1.7119 | 0 | 1.7119
112 | / | 25mm Galvanised Spacer Bar Saddle | 0.20542 | 23.0075 | 112 | / | 25mm Galvanised Spacer Bar Saddle | 0 | 0.18 | 0 | 0 | 0 | 0 | 0.18 | 0 | 20.16 | 0.18 | 14.12% | 0.025424 | 0 |  | 0.20542 | 0 | 0.20542
37.3333 | / | 25mm Brass Male Bush | 0.23966 | 8.9474 | 37.3333 | / | 25mm Brass Male Bush | 0 | 0.21 | 0 | 0 | 0 | 0 | 0.21 | 0 | 7.84 | 0.21 | 14.12% | 0.029661 | 0 |  | 0.23966 | 0 | 0.23966
37.3333 | / | 25mm Galvanised Coupler | 0.17119 | 6.391 | 37.3333 | / | 25mm Galvanised Coupler | 0 | 0.15 | 0 | 0 | 0 | 0 | 0.15 | 0 | 5.6 | 0.15 | 14.12% | 0.021187 | 0 |  | 0.17119 | 0 | 0.17119
18.6667 | / | 25mm Galvanised Lock Nut | 0.23966 | 4.4737 | 18.6667 | / | 25mm Galvanised Lock Nut | 0 | 0.21 | 0 | 0 | 0 | 0 | 0.21 | 0 | 3.92 | 0.21 | 14.12% | 0.029661 | 0 |  | 0.23966 | 0 | 0.23966
28 | S32/10M | Conduit, Type S Flexible LFH, IP40, Steel | 5.5921 | 156.5788 | 28 | S32/10M | Conduit, Type S Flexible LFH, IP40, Steel | 0.05 | 3.4 | 0 | 0 | 0 | 1.5 | 4.9 | 0 | 95.2 | 4.9 | 14.12% | 0.6921 | 1.4 |  | 5.5921 | 0 | 5.5921
56 | S32/PG29/A | Connector, Type A Male IP40, Brass Nickel Plated | 5.7633 | 322.7441 | 56 | S32/PG29/A | Connector, Type A Male IP40, Brass Nickel Plated | 0.065 | 3.1 | 0 | 0 | 0 | 1.95 | 5.05 | 0 | 173.6 | 5.05 | 14.12% | 0.71329 | 3.64 |  | 5.7633 | 0 | 5.7633
0 | / | / | 0 | 0 | 0 | / | / | 0 | 0 | 0 | 0 | 0 | 0 | 0 | 0 | 0 | 0 | 14.12% | 0 | 0 |  | 0 | 0 | 0
0 | / | / | 0 | 0 | 0 | / | / | 0 | 0 | 0 | 0 | 0 | 0 | 0 | 0 | 0 | 0 | 14.12% | 0 | 0 |  | 0 | 0 | 0
0 | / | / | 0 | 0 | 0 | / | / | 0 | 0 | 0 | 0 | 0 | 0 | 0 | 0 | 0 | 0 | 14.12% | 0 | 0 |  | 0 | 0 | 0
0 | / | / | 0 | 0 | 0 | / | / | 0 | 0 | 0 | 0 | 0 | 0 | 0 | 0 | 0 | 0 | 14.12% | 0 | 0 |  | 0 | 0 | 0
0 | / | / | 0 | 0 | 0 | / | / | 0 | 0 | 0 | 0 | 0 | 0 | 0 | 0 | 0 | 0 | 14.12% | 0 | 0 |  | 0 | 0 | 0
0 | / | / | 0 | 0 | 0 | / | / | 0 | 0 | 0 | 0 | 0 | 0 | 0 | 0 | 0 | 0 | 14.12% | 0 | 0 |  | 0 | 0 | 0
0 | / | / | 0 | 0 | 0 | / | / | 0 | 0 | 0 | 0 | 0 | 0 | 0 | 0 | 0 | 0 | 14.12% | 0 | 0 |  | 0 | 0 | 0
0 | / | / | 0 | 0 | 0 | / | / | 0 | 0 | 0 | 0 | 0 | 0 | 0 | 0 | 0 | 0 | 14.12% | 0 | 0 |  | 0 | 0 | 0
0 | / | / | 0 | 0 | 0 | / | / | 0 | 0 | 0 | 0 | 0 | 0 | 0 | 0 | 0 | 0 | 14.12% | 0 | 0 |  | 0 | 0 | 0
0 | / | / | 0 | 0 | 0 | / | / | 0 | 0 | 0 | 0 | 0 | 0 | 0 | 0 | 0 | 0 | 14.12% | 0 | 0 |  | 0 | 0 | 0
0 | / | / | 0 | 0 | 0 | / | / | 0 | 0 | 0 | 0 | 0 | 0 | 0 | 0 | 0 | 0 | 14.12% | 0 | 0 |  | 0 | 0 | 0
0 | / | / | 0 | 0 | 0 | / | / | 0 | 0 | 0 | 0 | 0 | 0 | 0 | 0 | 0 | 0 | 14.12% | 0 | 0 |  | 0 | 0 | 0
0 | / | / | 0 | 0 | 0 | / | / | 0 | 0 | 0 | 0 | 0 | 0 | 0 | 0 | 0 | 0 | 14.12% | 0 | 0 |  | 0 | 0 | 0
0 | / | / | 0 | 0 | 0 | / | / | 0 | 0 | 0 | 0 | 0 | 0 | 0 | 0 | 0 | 0 | 14.12% | 0 | 0 |  | 0 | 0 | 0
[7 empty] | END SECTION |  |  |  |  | Contractor |  |  | Plant | Materials |  |  |  | Labour
|  | Totals for Section |  | 5255.844 | 0 | #DIV/0! | Per Point |  |  | QTY (0) | 0 | 3258 | 16.95 |  | 0 | 540.96 | 3287.53 |  | 464.3471 | 26.88 | 0 | 3751.8771 | 0 | 3751.8771
|  |  |  | 5256 | [5 empty] | Total (0) | -0.156
393 |  |  |  |  | 393

## 11
EXAMPLE |  |  |  | PWS200000 | EXAMPLE |  |  |  |  | Lockdown Alarm Installation | PWS200000
Lockdown Alarm Installation |  |  |  |  | Lockdown Alarm Installation |  |  | Tender Prime Cost Items
[8 empty] | Unit | Unit | Unit | Sub | Sub | Unit | Unit | Total | Total | Total | Line | Line | Total
|  |  | Schedule of Rates |  |  |  |  | Labour | Materials | Luminaires | Contractor | Contractor | 30 | 0 | Plant | Materials | Line | OHP | OHP | Labour |  | Base | Client | Client
[8 empty] | M / Hrs | Prime Cost | Prime Cost | Item Cost | Total Cost | L Cost | L + M | Prime Cost | Prime Cost | Prime Cost | % | Sum | Hours |  | Rate | 0% | Rate
Qty | Part Number | Description | Each | Total | Qty | Part Number | Description
1 | / | Blue Chip | 10911.4641 | 10911.4641 | 1 | / | Blue Chip | 0 | 0 | 0 | 9512 | 9512 | 0 | 0 | 0 | 0 | 9512 | 14.71% | 1399.4641 | 0 |  | 10911.4641 | 0 | 10911.4641
21 | / | 866ZIC | 4.4508 | 93.4678 | 21 | / | 866ZIC | 0.12 | 0.28 | 0 | 0 | 0 | 3.6 | 3.88 | 0 | 5.88 | 3.88 | 14.71% | 0.57085 | 2.52 |  | 4.4508 | 0 | 4.4508
42 | / | 25mm Gal Conduit | 15.4288 | 648.0116 | 42 | / | 25mm Gal Conduit | 0.33 | 3.55 | 0 | 0 | 0 | 9.9 | 13.45 | 0 | 149.1 | 13.45 | 14.71% | 1.9788 | 13.86 |  | 15.4288 | 0 | 15.4288
14 | / | 25mm Galvanised Boxes | 1.7207 | 24.0896 | 14 | / | 25mm Galvanised Boxes | 0 | 1.5 | 0 | 0 | 0 | 0 | 1.5 | 0 | 21 | 1.5 | 14.71% | 0.22069 | 0 |  | 1.7207 | 0 | 1.7207
84 | / | 25mm Galvanised Spacer Bar Saddle | 0.20648 | 17.3445 | 84 | / | 25mm Galvanised Spacer Bar Saddle | 0 | 0.18 | 0 | 0 | 0 | 0 | 0.18 | 0 | 15.12 | 0.18 | 14.71% | 0.026483 | 0 |  | 0.20648 | 0 | 0.20648
28 | / | 25mm Brass Male Bush | 0.2409 | 6.7451 | 28 | / | 25mm Brass Male Bush | 0 | 0.21 | 0 | 0 | 0 | 0 | 0.21 | 0 | 5.88 | 0.21 | 14.71% | 0.030896 | 0 |  | 0.2409 | 0 | 0.2409
28 | / | 25mm Galvanised Coupler | 0.17207 | 4.8179 | 28 | / | 25mm Galvanised Coupler | 0 | 0.15 | 0 | 0 | 0 | 0 | 0.15 | 0 | 4.2 | 0.15 | 14.71% | 0.022069 | 0 |  | 0.17207 | 0 | 0.17207
14 | / | 25mm Galvanised Lock Nut | 0.2409 | 3.3726 | 14 | / | 25mm Galvanised Lock Nut | 0 | 0.21 | 0 | 0 | 0 | 0 | 0.21 | 0 | 2.94 | 0.21 | 14.71% | 0.030896 | 0 |  | 0.2409 | 0 | 0.2409
21 | S32/10M | Conduit, Type S Flexible LFH, IP40, Steel | 5.6209 | 118.0393 | 21 | S32/10M | Conduit, Type S Flexible LFH, IP40, Steel | 0.05 | 3.4 | 0 | 0 | 0 | 1.5 | 4.9 | 0 | 71.4 | 4.9 | 14.71% | 0.72092 | 1.05 |  | 5.6209 | 0 | 5.6209
42 | S32/PG29/A | Connector, Type A Male IP40, Brass Nickel Plated | 5.793 | 243.3055 | 42 | S32/PG29/A | Connector, Type A Male IP40, Brass Nickel Plated | 0.065 | 3.1 | 0 | 0 | 0 | 1.95 | 5.05 | 0 | 130.2 | 5.05 | 14.71% | 0.74299 | 2.73 |  | 5.793 | 0 | 5.793
0 | / | / | 0 | 0 | 0 | / | / | 0 | 0 | 0 | 0 | 0 | 0 | 0 | 0 | 0 | 0 | 14.71% | 0 | 0 |  | 0 | 0 | 0
0 | / | / | 0 | 0 | 0 | / | / | 0 | 0 | 0 | 0 | 0 | 0 | 0 | 0 | 0 | 0 | 14.71% | 0 | 0 |  | 0 | 0 | 0
0 | / | / | 0 | 0 | 0 | / | / | 0 | 0 | 0 | 0 | 0 | 0 | 0 | 0 | 0 | 0 | 14.71% | 0 | 0 |  | 0 | 0 | 0
0 | / | / | 0 | 0 | 0 | / | / | 0 | 0 | 0 | 0 | 0 | 0 | 0 | 0 | 0 | 0 | 14.71% | 0 | 0 |  | 0 | 0 | 0
0 | / | / | 0 | 0 | 0 | / | / | 0 | 0 | 0 | 0 | 0 | 0 | 0 | 0 | 0 | 0 | 14.71% | 0 | 0 |  | 0 | 0 | 0
0 | / | / | 0 | 0 | 0 | / | / | 0 | 0 | 0 | 0 | 0 | 0 | 0 | 0 | 0 | 0 | 14.71% | 0 | 0 |  | 0 | 0 | 0
0 | / | / | 0 | 0 | 0 | / | / | 0 | 0 | 0 | 0 | 0 | 0 | 0 | 0 | 0 | 0 | 14.71% | 0 | 0 |  | 0 | 0 | 0
0 | / | / | 0 | 0 | 0 | / | / | 0 | 0 | 0 | 0 | 0 | 0 | 0 | 0 | 0 | 0 | 14.71% | 0 | 0 |  | 0 | 0 | 0
0 | / | / | 0 | 0 | 0 | / | / | 0 | 0 | 0 | 0 | 0 | 0 | 0 | 0 | 0 | 0 | 14.71% | 0 | 0 |  | 0 | 0 | 0
0 | / | / | 0 | 0 | 0 | / | / | 0 | 0 | 0 | 0 | 0 | 0 | 0 | 0 | 0 | 0 | 14.71% | 0 | 0 |  | 0 | 0 | 0
0 | / | / | 0 | 0 | 0 | / | / | 0 | 0 | 0 | 0 | 0 | 0 | 0 | 0 | 0 | 0 | 14.71% | 0 | 0 |  | 0 | 0 | 0
0 | / | / | 0 | 0 | 0 | / | / | 0 | 0 | 0 | 0 | 0 | 0 | 0 | 0 | 0 | 0 | 14.71% | 0 | 0 |  | 0 | 0 | 0
0 | / | / | 0 | 0 | 0 | / | / | 0 | 0 | 0 | 0 | 0 | 0 | 0 | 0 | 0 | 0 | 14.71% | 0 | 0 |  | 0 | 0 | 0
0 | / | / | 0 | 0 | 0 | / | / | 0 | 0 | 0 | 0 | 0 | 0 | 0 | 0 | 0 | 0 | 14.71% | 0 | 0 |  | 0 | 0 | 0
[7 empty] | END SECTION |  |  |  |  | Contractor |  |  | Plant | Materials |  |  |  | Labour
|  | Totals for Section |  | 12070.658 | 0 | #DIV/0! | Per Point |  |  | QTY (0) | 0 | 9512 | 16.95 |  | 0 | 405.72 | 9541.53 |  | 1403.8087 | 20.16 | 0 | 10945.3387 | 0 | 10945.3387
|  |  |  | 12071 | [5 empty] | Total (0) | -0.342
295 |  |  |  |  | 295

## 12
EXAMPLE |  |  |  | PWS200000 | EXAMPLE |  |  |  |  | Access Control Installation | PWS200000
Access Control Installation |  |  |  |  | Access Control Installation |  |  | Tender Prime Cost Items
[8 empty] | Unit | Unit | Unit | Sub | Sub | Unit | Unit | Total | Total | Total | Line | Line | Total
|  |  | Schedule of Rates |  |  |  |  | Labour | Materials | Luminaires | Contractor | Contractor | 30 | 0 | Plant | Materials | Line | OHP | OHP | Labour |  | Base | Client | Client
[8 empty] | M / Hrs | Prime Cost | Prime Cost | Item Cost | Total Cost | L Cost | L + M | Prime Cost | Prime Cost | Prime Cost | % | Sum | Hours |  | Rate | 0% | Rate
Qty | Part Number | Description | Each | Total | Qty | Part Number | Description
1 | / | Blue Chip | 11457.6316 | 11457.6316 | 1 | / | Blue Chip | 0 | 0 | 0 | 9986 | 9986 | 0 | 0 | 0 | 0 | 9986 | 14.74% | 1471.6316 | 0 |  | 11457.6316 | 0 | 11457.6316
20 | / | 866ZIC | 4.4518 | 89.0359 | 20 | / | 866ZIC | 0.12 | 0.28 | 0 | 0 | 0 | 3.6 | 3.88 | 0 | 5.6 | 3.88 | 14.74% | 0.57179 | 2.4 |  | 4.4518 | 0 | 4.4518
40 | / | 25mm Gal Conduit | 15.4321 | 617.2848 | 40 | / | 25mm Gal Conduit | 0.33 | 3.55 | 0 | 0 | 0 | 9.9 | 13.45 | 0 | 142 | 13.45 | 14.74% | 1.9821 | 13.2 |  | 15.4321 | 0 | 15.4321
13.3333 | / | 25mm Galvanised Boxes | 1.7211 | 22.9474 | 13.3333 | / | 25mm Galvanised Boxes | 0 | 1.5 | 0 | 0 | 0 | 0 | 1.5 | 0 | 20 | 1.5 | 14.74% | 0.22105 | 0 |  | 1.7211 | 0 | 1.7211
80 | / | 25mm Galvanised Spacer Bar Saddle | 0.20653 | 16.5221 | 80 | / | 25mm Galvanised Spacer Bar Saddle | 0 | 0.18 | 0 | 0 | 0 | 0 | 0.18 | 0 | 14.4 | 0.18 | 14.74% | 0.026527 | 0 |  | 0.20653 | 0 | 0.20653
26.6667 | / | 25mm Brass Male Bush | 0.24095 | 6.4253 | 26.6667 | / | 25mm Brass Male Bush | 0 | 0.21 | 0 | 0 | 0 | 0 | 0.21 | 0 | 5.6 | 0.21 | 14.74% | 0.030948 | 0 |  | 0.24095 | 0 | 0.24095
26.6667 | / | 25mm Galvanised Coupler | 0.17211 | 4.5895 | 26.6667 | / | 25mm Galvanised Coupler | 0 | 0.15 | 0 | 0 | 0 | 0 | 0.15 | 0 | 4 | 0.15 | 14.74% | 0.022105 | 0 |  | 0.17211 | 0 | 0.17211
13.3333 | / | 25mm Galvanised Lock Nut | 0.24095 | 3.2126 | 13.3333 | / | 25mm Galvanised Lock Nut | 0 | 0.21 | 0 | 0 | 0 | 0 | 0.21 | 0 | 2.8 | 0.21 | 14.74% | 0.030948 | 0 |  | 0.24095 | 0 | 0.24095
20 | S32/10M | Conduit, Type S Flexible LFH, IP40, Steel | 5.6221 | 112.4422 | 20 | S32/10M | Conduit, Type S Flexible LFH, IP40, Steel | 0.05 | 3.4 | 0 | 0 | 0 | 1.5 | 4.9 | 0 | 68 | 4.9 | 14.74% | 0.72211 | 1 |  | 5.6221 | 0 | 5.6221
40 | S32/PG29/A | Connector, Type A Male IP40, Brass Nickel Plated | 5.7942 | 231.7686 | 40 | S32/PG29/A | Connector, Type A Male IP40, Brass Nickel Plated | 0.065 | 3.1 | 0 | 0 | 0 | 1.95 | 5.05 | 0 | 124 | 5.05 | 14.74% | 0.74422 | 2.6 |  | 5.7942 | 0 | 5.7942
0 | / | / | 0 | 0 | 0 | / | / | 0 | 0 | 0 | 0 | 0 | 0 | 0 | 0 | 0 | 0 | 14.74% | 0 | 0 |  | 0 | 0 | 0
0 | / | / | 0 | 0 | 0 | / | / | 0 | 0 | 0 | 0 | 0 | 0 | 0 | 0 | 0 | 0 | 14.74% | 0 | 0 |  | 0 | 0 | 0
0 | / | / | 0 | 0 | 0 | / | / | 0 | 0 | 0 | 0 | 0 | 0 | 0 | 0 | 0 | 0 | 14.74% | 0 | 0 |  | 0 | 0 | 0
0 | / | / | 0 | 0 | 0 | / | / | 0 | 0 | 0 | 0 | 0 | 0 | 0 | 0 | 0 | 0 | 14.74% | 0 | 0 |  | 0 | 0 | 0
0 | / | / | 0 | 0 | 0 | / | / | 0 | 0 | 0 | 0 | 0 | 0 | 0 | 0 | 0 | 0 | 14.74% | 0 | 0 |  | 0 | 0 | 0
0 | / | / | 0 | 0 | 0 | / | / | 0 | 0 | 0 | 0 | 0 | 0 | 0 | 0 | 0 | 0 | 14.74% | 0 | 0 |  | 0 | 0 | 0
0 | / | / | 0 | 0 | 0 | / | / | 0 | 0 | 0 | 0 | 0 | 0 | 0 | 0 | 0 | 0 | 14.74% | 0 | 0 |  | 0 | 0 | 0
0 | / | / | 0 | 0 | 0 | / | / | 0 | 0 | 0 | 0 | 0 | 0 | 0 | 0 | 0 | 0 | 14.74% | 0 | 0 |  | 0 | 0 | 0
0 | / | / | 0 | 0 | 0 | / | / | 0 | 0 | 0 | 0 | 0 | 0 | 0 | 0 | 0 | 0 | 14.74% | 0 | 0 |  | 0 | 0 | 0
0 | / | / | 0 | 0 | 0 | / | / | 0 | 0 | 0 | 0 | 0 | 0 | 0 | 0 | 0 | 0 | 14.74% | 0 | 0 |  | 0 | 0 | 0
0 | / | / | 0 | 0 | 0 | / | / | 0 | 0 | 0 | 0 | 0 | 0 | 0 | 0 | 0 | 0 | 14.74% | 0 | 0 |  | 0 | 0 | 0
0 | / | / | 0 | 0 | 0 | / | / | 0 | 0 | 0 | 0 | 0 | 0 | 0 | 0 | 0 | 0 | 14.74% | 0 | 0 |  | 0 | 0 | 0
0 | / | / | 0 | 0 | 0 | / | / | 0 | 0 | 0 | 0 | 0 | 0 | 0 | 0 | 0 | 0 | 14.74% | 0 | 0 |  | 0 | 0 | 0
0 | / | / | 0 | 0 | 0 | / | / | 0 | 0 | 0 | 0 | 0 | 0 | 0 | 0 | 0 | 0 | 14.74% | 0 | 0 |  | 0 | 0 | 0
[7 empty] | END SECTION |  |  |  |  | Contractor |  |  | Plant | Materials |  |  |  | Labour
|  | Totals for Section |  | 12561.86 | 0 | #DIV/0! | Per Point |  |  | QTY (0) | 0 | 9986 | 16.95 |  | 0 | 386.4 | 10015.53 |  | 1475.9834 | 19.2 | 0 | 11491.5134 | 0 | 11491.5134
|  |  |  | 12562 | [5 empty] | Total (0) | -0.14
281 |  |  |  |  | 281

## 13
EXAMPLE |  |  |  | PWS200000 | EXAMPLE |  |  |  |  | CCTV Installation | PWS200000
CCTV Installation |  |  |  |  | CCTV Installation |  |  | Tender Prime Cost Items
[8 empty] | Unit | Unit | Unit | Sub | Sub | Unit | Unit | Total | Total | Total | Line | Line | Total
|  |  | Schedule of Rates |  |  |  |  | Labour | Materials | Luminaires | Contractor | Contractor | 30 | 0 | Plant | Materials | Line | OHP | OHP | Labour |  | Base | Client | Client
[8 empty] | M / Hrs | Prime Cost | Prime Cost | Item Cost | Total Cost | L Cost | L + M | Prime Cost | Prime Cost | Prime Cost | % | Sum | Hours |  | Rate | 0% | Rate
Qty | Part Number | Description | Each | Total | Qty | Part Number | Description
1 | / | Blue Chip | 4560.1774 | 4560.1774 | 1 | / | Blue Chip | 0 | 0 | 0 | 3975 | 3975 | 0 | 0 | 0 | 0 | 3975 | 14.72% | 585.1774 | 0 |  | 4560.1774 | 0 | 4560.1774
5 | / | 866ZIC | 4.4512 | 22.256 | 5 | / | 866ZIC | 0.12 | 0.28 | 0 | 0 | 0 | 3.6 | 3.88 | 0 | 1.4 | 3.88 | 14.72% | 0.57119 | 0.6 |  | 4.4512 | 0 | 4.4512
20 | / | 25mm Gal Conduit | 15.43 | 308.6007 | 20 | / | 25mm Gal Conduit | 0.33 | 3.55 | 0 | 0 | 0 | 9.9 | 13.45 | 0 | 71 | 13.45 | 14.72% | 1.98 | 6.6 |  | 15.43 | 0 | 15.43
6.6667 | / | 25mm Galvanised Boxes | 1.7208 | 11.4721 | 6.6667 | / | 25mm Galvanised Boxes | 0 | 1.5 | 0 | 0 | 0 | 0 | 1.5 | 0 | 10 | 1.5 | 14.72% | 0.22082 | 0 |  | 1.7208 | 0 | 1.7208
40 | / | 25mm Galvanised Spacer Bar Saddle | 0.2065 | 8.2599 | 40 | / | 25mm Galvanised Spacer Bar Saddle | 0 | 0.18 | 0 | 0 | 0 | 0 | 0.18 | 0 | 7.2 | 0.18 | 14.72% | 0.026499 | 0 |  | 0.2065 | 0 | 0.2065
13.3333 | / | 25mm Brass Male Bush | 0.24092 | 3.2122 | 13.3333 | / | 25mm Brass Male Bush | 0 | 0.21 | 0 | 0 | 0 | 0 | 0.21 | 0 | 2.8 | 0.21 | 14.72% | 0.030915 | 0 |  | 0.24092 | 0 | 0.24092
13.3333 | / | 25mm Galvanised Coupler | 0.17208 | 2.2944 | 13.3333 | / | 25mm Galvanised Coupler | 0 | 0.15 | 0 | 0 | 0 | 0 | 0.15 | 0 | 2 | 0.15 | 14.72% | 0.022082 | 0 |  | 0.17208 | 0 | 0.17208
6.6667 | / | 25mm Galvanised Lock Nut | 0.24092 | 1.6061 | 6.6667 | / | 25mm Galvanised Lock Nut | 0 | 0.21 | 0 | 0 | 0 | 0 | 0.21 | 0 | 1.4 | 0.21 | 14.72% | 0.030915 | 0 |  | 0.24092 | 0 | 0.24092
5 | S32/10M | Conduit, Type S Flexible LFH, IP40, Steel | 5.6214 | 28.1068 | 5 | S32/10M | Conduit, Type S Flexible LFH, IP40, Steel | 0.05 | 3.4 | 0 | 0 | 0 | 1.5 | 4.9 | 0 | 17 | 4.9 | 14.72% | 0.72135 | 0.25 |  | 5.6214 | 0 | 5.6214
10 | S32/PG29/A | Connector, Type A Male IP40, Brass Nickel Plated | 5.7934 | 57.9343 | 10 | S32/PG29/A | Connector, Type A Male IP40, Brass Nickel Plated | 0.065 | 3.1 | 0 | 0 | 0 | 1.95 | 5.05 | 0 | 31 | 5.05 | 14.72% | 0.74343 | 0.65 |  | 5.7934 | 0 | 5.7934
0 | / | / | 0 | 0 | 0 | / | / | 0 | 0 | 0 | 0 | 0 | 0 | 0 | 0 | 0 | 0 | 14.72% | 0 | 0 |  | 0 | 0 | 0
0 | / | / | 0 | 0 | 0 | / | / | 0 | 0 | 0 | 0 | 0 | 0 | 0 | 0 | 0 | 0 | 14.72% | 0 | 0 |  | 0 | 0 | 0
0 | / | / | 0 | 0 | 0 | / | / | 0 | 0 | 0 | 0 | 0 | 0 | 0 | 0 | 0 | 0 | 14.72% | 0 | 0 |  | 0 | 0 | 0
0 | / | / | 0 | 0 | 0 | / | / | 0 | 0 | 0 | 0 | 0 | 0 | 0 | 0 | 0 | 0 | 14.72% | 0 | 0 |  | 0 | 0 | 0
0 | / | / | 0 | 0 | 0 | / | / | 0 | 0 | 0 | 0 | 0 | 0 | 0 | 0 | 0 | 0 | 14.72% | 0 | 0 |  | 0 | 0 | 0
0 | / | / | 0 | 0 | 0 | / | / | 0 | 0 | 0 | 0 | 0 | 0 | 0 | 0 | 0 | 0 | 14.72% | 0 | 0 |  | 0 | 0 | 0
0 | / | / | 0 | 0 | 0 | / | / | 0 | 0 | 0 | 0 | 0 | 0 | 0 | 0 | 0 | 0 | 14.72% | 0 | 0 |  | 0 | 0 | 0
0 | / | / | 0 | 0 | 0 | / | / | 0 | 0 | 0 | 0 | 0 | 0 | 0 | 0 | 0 | 0 | 14.72% | 0 | 0 |  | 0 | 0 | 0
0 | / | / | 0 | 0 | 0 | / | / | 0 | 0 | 0 | 0 | 0 | 0 | 0 | 0 | 0 | 0 | 14.72% | 0 | 0 |  | 0 | 0 | 0
0 | / | / | 0 | 0 | 0 | / | / | 0 | 0 | 0 | 0 | 0 | 0 | 0 | 0 | 0 | 0 | 14.72% | 0 | 0 |  | 0 | 0 | 0
0 | / | / | 0 | 0 | 0 | / | / | 0 | 0 | 0 | 0 | 0 | 0 | 0 | 0 | 0 | 0 | 14.72% | 0 | 0 |  | 0 | 0 | 0
0 | / | / | 0 | 0 | 0 | / | / | 0 | 0 | 0 | 0 | 0 | 0 | 0 | 0 | 0 | 0 | 14.72% | 0 | 0 |  | 0 | 0 | 0
0 | / | / | 0 | 0 | 0 | / | / | 0 | 0 | 0 | 0 | 0 | 0 | 0 | 0 | 0 | 0 | 14.72% | 0 | 0 |  | 0 | 0 | 0
0 | / | / | 0 | 0 | 0 | / | / | 0 | 0 | 0 | 0 | 0 | 0 | 0 | 0 | 0 | 0 | 14.72% | 0 | 0 |  | 0 | 0 | 0
[7 empty] | END SECTION |  |  |  |  | Contractor |  |  | Plant | Materials |  |  |  | Labour
|  | Totals for Section |  | 5003.92 | 0 | #DIV/0! | Per Point |  |  | QTY (0) | 0 | 3975 | 16.95 |  | 0 | 143.8 | 4004.53 |  | 589.5247 | 8.1 | 0 | 4594.0547 | 0 | 4594.0547
|  |  |  | 5004 | [5 empty] | Total (0) | -0.08
121 |  |  |  |  | 121

## 14
EXAMPLE |  |  |  | PWS200000 | EXAMPLE |  |  |  |  | Containment | PWS200000
Containment |  |  |  |  | Containment |  |  | Tender Prime Cost Items
[8 empty] | Unit | Unit | Unit | Sub | Sub | Unit | Unit | Total | Total | Total | Line | Line | Total
|  |  | Schedule of Rates |  |  |  |  | Labour | Materials | Luminaires | Contractor | Contractor | 30 | 0 | Plant | Materials | Line | OHP | OHP | Labour |  | Base | Client | Client
[8 empty] | M / Hrs | Prime Cost | Prime Cost | Item Cost | Total Cost | L Cost | L + M | Prime Cost | Prime Cost | Prime Cost | % | Sum | Hours |  | Rate | 0% | Rate
Qty | Part Number | Description | Each | Total | Qty | Part Number | Description
60 | SWA Containment | 150mm Heavy Duty Tray | 14.0053 | 840.3186 | 60 | SWA Containment | 150mm Heavy Duty Tray | 0.31 | 3.27 | 0 | 0 | 0 | 9.3 | 12.57 | 0 | 196.2 | 12.57 | 11.42% | 1.4353 | 18.6 |  | 14.0053 | 0 | 14.0053
3 | SWA Containment | 150mm Heavy Duty Tray Bend | 13.4482 | 40.3447 | 3 | SWA Containment | 150mm Heavy Duty Tray Bend | 0.216 | 5.59 | 0 | 0 | 0 | 6.48 | 12.07 | 0 | 16.77 | 12.07 | 11.42% | 1.3782 | 0.648 |  | 13.4482 | 0 | 13.4482
3 | SWA Containment | 150mm Heavy Duty Tray Tee | 19.4203 | 58.2608 | 3 | SWA Containment | 150mm Heavy Duty Tray Tee | 0.316 | 7.95 | 0 | 0 | 0 | 9.48 | 17.43 | 0 | 23.85 | 17.43 | 11.42% | 1.9903 | 0.948 |  | 19.4203 | 0 | 19.4203
30 | SWA Containment | Couplers | 1.415 | 42.4505 | 30 | SWA Containment | Couplers | 0 | 1.27 | 0 | 0 | 0 | 0 | 1.27 | 0 | 38.1 | 1.27 | 11.42% | 0.14502 | 0 |  | 1.415 | 0 | 1.415
110 | Light & Power | 100mm x 75mm Trunking | 17.8158 | 1959.7407 | 110 | Light & Power | 100mm x 75mm Trunking | 0.38 | 4.59 | 0 | 0 | 0 | 11.4 | 15.99 | 0 | 504.9 | 15.99 | 11.42% | 1.8258 | 41.8 |  | 17.8158 | 0 | 17.8158
6 | Light & Power | 100mm x 75mm Trunking Bend | 11.2644 | 67.5865 | 6 | Light & Power | 100mm x 75mm Trunking Bend | 0.16 | 5.31 | 0 | 0 | 0 | 4.8 | 10.11 | 0 | 31.86 | 10.11 | 11.42% | 1.1544 | 0.96 |  | 11.2644 | 0 | 11.2644
3 | Light & Power | 100mm x 75mm Trunking Tee | 15.5652 | 46.6955 | 3 | Light & Power | 100mm x 75mm Trunking Tee | 0.25 | 6.47 | 0 | 0 | 0 | 7.5 | 13.97 | 0 | 19.41 | 13.97 | 11.42% | 1.5952 | 0.75 |  | 15.5652 | 0 | 15.5652
6 | Light & Power | 100mm x 75mm Trunking End Cap | 3.1643 | 18.9857 | 6 | Light & Power | 100mm x 75mm Trunking End Cap | 0.06 | 1.04 | 0 | 0 | 0 | 1.8 | 2.84 | 0 | 6.24 | 2.84 | 11.42% | 0.32429 | 0.36 |  | 3.1643 | 0 | 3.1643
110 | Data | 200mm Basket | 13.8159 | 1519.7489 | 110 | Data | 200mm Basket | 0.3 | 3.4 | 0 | 0 | 0 | 9 | 12.4 | 0 | 374 | 12.4 | 11.42% | 1.4159 | 33 |  | 13.8159 | 0 | 13.8159
6 | Data | Basket Bend | 10.0277 | 60.166 | 6 | Data | Basket Bend | 0.15 | 4.5 | 0 | 0 | 0 | 4.5 | 9 | 0 | 27 | 9 | 11.42% | 1.0277 | 0.9 |  | 10.0277 | 0 | 10.0277
3 | Data | Basket Tee | 14.4844 | 43.4532 | 3 | Data | Basket Tee | 0.25 | 5.5 | 0 | 0 | 0 | 7.5 | 13 | 0 | 16.5 | 13 | 11.42% | 1.4844 | 0.75 |  | 14.4844 | 0 | 14.4844
110 | ELV | 100mm Basket | 9.4594 | 1040.5378 | 110 | ELV | 100mm Basket | 0.2 | 2.49 | 0 | 0 | 0 | 6 | 8.49 | 0 | 273.9 | 8.49 | 11.42% | 0.96943 | 22 |  | 9.4594 | 0 | 9.4594
6 | ELV | Basket Bend | 10.0277 | 60.166 | 6 | ELV | Basket Bend | 0.15 | 4.5 | 0 | 0 | 0 | 4.5 | 9 | 0 | 27 | 9 | 11.42% | 1.0277 | 0.9 |  | 10.0277 | 0 | 10.0277
3 | ELV | Basket Tee | 14.4844 | 43.4532 | 3 | ELV | Basket Tee | 0.25 | 5.5 | 0 | 0 | 0 | 7.5 | 13 | 0 | 16.5 | 13 | 11.42% | 1.4844 | 0.75 |  | 14.4844 | 0 | 14.4844
110 | Fire | 50mm Tray | 8.479 | 932.6846 | 110 | Fire | 50mm Tray | 0.21 | 1.31 | 0 | 0 | 0 | 6.3 | 7.61 | 0 | 144.1 | 7.61 | 11.42% | 0.86895 | 23.1 |  | 8.479 | 0 | 8.479
6 | Fire | 50mm Tray Bend | 9.2255 | 55.3527 | 6 | Fire | 50mm Tray Bend | 0.2 | 2.28 | 0 | 0 | 0 | 6 | 8.28 | 0 | 13.68 | 8.28 | 11.42% | 0.94546 | 1.2 |  | 9.2255 | 0 | 9.2255
3 | Fire | 50mm Tray Tee | 13.6822 | 41.0466 | 3 | Fire | 50mm Tray Tee | 0.3 | 3.28 | 0 | 0 | 0 | 9 | 12.28 | 0 | 9.84 | 12.28 | 11.42% | 1.4022 | 0.9 |  | 13.6822 | 0 | 13.6822
0 | / | / | 0 | 0 | 0 | / | / | 0 | 0 | 0 | 0 | 0 | 0 | 0 | 0 | 0 | 0 | 11.42% | 0 | 0 |  | 0 | 0 | 0
110 | 0 | Small Bracket | 9.4706 | 1041.7634 | 110 |  | Small Bracket | 0.2 | 2.5 | 0 | 0 | 0 | 6 | 8.5 | 0 | 275 | 8.5 | 11.42% | 0.97058 | 22 |  | 9.4706 | 0 | 9.4706
0 | / | / | 0 | 0 | 0 | / | / | 0 | 0 | 0 | 0 | 0 | 0 | 0 | 0 | 0 | 0 | 11.42% | 0 | 0 |  | 0 | 0 | 0
0 | / | / | 0 | 0 | 0 | / | / | 0 | 0 | 0 | 0 | 0 | 0 | 0 | 0 | 0 | 0 | 11.42% | 0 | 0 |  | 0 | 0 | 0
0 | / | / | 0 | 0 | 0 | / | / | 0 | 0 | 0 | 0 | 0 | 0 | 0 | 0 | 0 | 0 | 11.42% | 0 | 0 |  | 0 | 0 | 0
0 | / | / | 0 | 0 | 0 | / | / | 0 | 0 | 0 | 0 | 0 | 0 | 0 | 0 | 0 | 0 | 11.42% | 0 | 0 |  | 0 | 0 | 0
0 | / | / | 0 | 0 | 0 | / | / | 0 | 0 | 0 | 0 | 0 | 0 | 0 | 0 | 0 | 0 | 11.42% | 0 | 0 |  | 0 | 0 | 0
[7 empty] | END SECTION |  |  |  |  | Contractor |  |  | Plant | Materials |  |  |  | Labour
|  | Totals for Section |  | 7912.7555 | 0 | #DIV/0! | Per Point |  |  | QTY (0) | 0 | 0 | 117.06 |  | 0 | 2014.85 | 187.81 |  | 21.4452 | 169.566 | 0 | 209.2552 | 0 | 209.2552
|  |  |  | 7913 | [5 empty] | Total (0) | -0.2445
688 |  |  |  |  | 688

## 15
EXAMPLE |  |  |  | PWS200000 | EXAMPLE |  |  |  |  | Earthing & Bonding | PWS200000
Earthing & Bonding |  |  |  |  | Earthing & Bonding |  |  | Tender Prime Cost Items
[8 empty] | Unit | Unit | Unit | Sub | Sub | Unit | Unit | Total | Total | Total | Line | Line | Total
|  |  | Schedule of Rates |  |  |  |  | Labour | Materials | Luminaires | Contractor | Contractor | 30 | 0 | Plant | Materials | Line | OHP | OHP | Labour |  | Base | Client | Client
[8 empty] | M / Hrs | Prime Cost | Prime Cost | Item Cost | Total Cost | L Cost | L + M | Prime Cost | Prime Cost | Prime Cost | % | Sum | Hours |  | Rate | 0% | Rate
Qty | Part Number | Description | Each | Total | Qty | Part Number | Description
1 | / | MCCB Earthing Bar Lugs Etc | 203.4575 | 203.4575 | 1 | / | MCCB Earthing Bar Lugs Etc | 4 | 60 | 0 | 0 | 0 | 120 | 180 | 0 | 60 | 180 | 13.03% | 23.4575 | 4 |  | 203.4575 | 0 | 203.4575
5 | / | Distribution Board Earthing Bar, Lugs Etc | 67.8192 | 339.0959 | 5 | / | Distribution Board Earthing Bar, Lugs Etc | 2 | 0 | 0 | 0 | 0 | 60 | 60 | 0 | 0 | 60 | 13.03% | 7.8192 | 10 |  | 67.8192 | 0 | 67.8192
0 | / | / | 0 | 0 | 0 | / | / | 0 | 0 | 0 | 0 | 0 | 0 | 0 | 0 | 0 | 0 | 13.03% | 0 | 0 |  | 0 | 0 | 0
300 | 6491B | Cable, LSOH, Green/Yellow | 2.8597 | 857.9125 | 300 | 6491B | Cable, LSOH, Green/Yellow | 0.041 | 1.3 | 0 | 0 | 0 | 1.23 | 2.53 | 0 | 390 | 2.53 | 13.03% | 0.32971 | 12.3 |  | 2.8597 | 0 | 2.8597
100 | 0 | 10mm Ring Lug | 0.24867 | 24.867 | 100 |  | 10mm Ring Lug | 0 | 0.22 | 0 | 0 | 0 | 0 | 0.22 | 0 | 22 | 0.22 | 13.03% | 0.02867 | 0 |  | 0.24867 | 0 | 0.24867
0 | / | / | 0 | 0 | 0 | / | / | 0 | 0 | 0 | 0 | 0 | 0 | 0 | 0 | 0 | 0 | 13.03% | 0 | 0 |  | 0 | 0 | 0
100 | 6491B | Cable, LSOH, Green/Yellow | 3.4249 | 342.4868 | 100 | 6491B | Cable, LSOH, Green/Yellow | 0.041 | 1.8 | 0 | 0 | 0 | 1.23 | 3.03 | 0 | 180 | 3.03 | 13.03% | 0.39487 | 4.1 |  | 3.4249 | 0 | 3.4249
20 | 0 | 16mm Ring Lug | 0.31649 | 6.3298 | 20 |  | 16mm Ring Lug | 0 | 0.28 | 0 | 0 | 0 | 0 | 0.28 | 0 | 5.6 | 0.28 | 13.03% | 0.036489 | 0 |  | 0.31649 | 0 | 0.31649
0 | / | / | 0 | 0 | 0 | / | / | 0 | 0 | 0 | 0 | 0 | 0 | 0 | 0 | 0 | 0 | 13.03% | 0 | 0 |  | 0 | 0 | 0
80 | 6491B | Cable, LSOH, Green/Yellow | 5.3012 | 424.0959 | 80 | 6491B | Cable, LSOH, Green/Yellow | 0.058 | 2.95 | 0 | 0 | 0 | 1.74 | 4.69 | 0 | 236 | 4.69 | 13.03% | 0.6112 | 4.64 |  | 5.3012 | 0 | 5.3012
20 | 0 | 25mm Ring Lug | 0.54255 | 10.8511 | 20 |  | 25mm Ring Lug | 0 | 0.48 | 0 | 0 | 0 | 0 | 0.48 | 0 | 9.6 | 0.48 | 13.03% | 0.062553 | 0 |  | 0.54255 | 0 | 0.54255
0 | / | / | 0 | 0 | 0 | / | / | 0 | 0 | 0 | 0 | 0 | 0 | 0 | 0 | 0 | 0 | 13.03% | 0 | 0 |  | 0 | 0 | 0
160 | 6491B | Cable, LSOH, Green/Yellow | 14.6715 | 2347.4477 | 160 | 6491B | Cable, LSOH, Green/Yellow | 0.058 | 11.24 | 0 | 0 | 0 | 1.74 | 12.98 | 0 | 1798.4 | 12.98 | 13.03% | 1.6915 | 9.28 |  | 14.6715 | 0 | 14.6715
10 | 0 | 185mm Ring Lug | 0.67819 | 6.7819 | 10 |  | 185mm Ring Lug | 0 | 0.6 | 0 | 0 | 0 | 0 | 0.6 | 0 | 6 | 0.6 | 13.03% | 0.078192 | 0 |  | 0.67819 | 0 | 0.67819
0 | / | / | 0 | 0 | 0 | / | / | 0 | 0 | 0 | 0 | 0 | 0 | 0 | 0 | 0 | 0 | 13.03% | 0 | 0 |  | 0 | 0 | 0
3 | / | Local Bonding | 440.8246 | 1322.4739 | 3 | / | Local Bonding | 8 | 150 | 0 | 0 | 0 | 240 | 390 | 0 | 450 | 390 | 13.03% | 50.8246 | 24 |  | 440.8246 | 0 | 440.8246
0 | / | / | 0 | 0 | 0 | / | / | 0 | 0 | 0 | 0 | 0 | 0 | 0 | 0 | 0 | 0 | 13.03% | 0 | 0 |  | 0 | 0 | 0
0 | / | / | 0 | 0 | 0 | / | / | 0 | 0 | 0 | 0 | 0 | 0 | 0 | 0 | 0 | 0 | 13.03% | 0 | 0 |  | 0 | 0 | 0
0 | / | / | 0 | 0 | 0 | / | / | 0 | 0 | 0 | 0 | 0 | 0 | 0 | 0 | 0 | 0 | 13.03% | 0 | 0 |  | 0 | 0 | 0
0 | / | / | 0 | 0 | 0 | / | / | 0 | 0 | 0 | 0 | 0 | 0 | 0 | 0 | 0 | 0 | 13.03% | 0 | 0 |  | 0 | 0 | 0
0 | / | / | 0 | 0 | 0 | / | / | 0 | 0 | 0 | 0 | 0 | 0 | 0 | 0 | 0 | 0 | 13.03% | 0 | 0 |  | 0 | 0 | 0
0 | / | / | 0 | 0 | 0 | / | / | 0 | 0 | 0 | 0 | 0 | 0 | 0 | 0 | 0 | 0 | 13.03% | 0 | 0 |  | 0 | 0 | 0
0 | / | / | 0 | 0 | 0 | / | / | 0 | 0 | 0 | 0 | 0 | 0 | 0 | 0 | 0 | 0 | 13.03% | 0 | 0 |  | 0 | 0 | 0
0 | / | / | 0 | 0 | 0 | / | / | 0 | 0 | 0 | 0 | 0 | 0 | 0 | 0 | 0 | 0 | 13.03% | 0 | 0 |  | 0 | 0 | 0
[7 empty] | END SECTION |  |  |  |  | Contractor |  |  | Plant | Materials |  |  |  | Labour
|  | Totals for Section |  | 5885.8 | 0 | #DIV/0! | Per Point |  |  | QTY (0) | 0 | 0 | 425.94 |  | 0 | 3157.6 | 654.81 |  | 85.3345 | 68.32 | 0 | 740.1445 | 0 | 740.1445
|  |  |  | 5886 | [5 empty] | Total (0) | -0.2
799 |  |  |  |  | 799

## 16
EXAMPLE |  |  |  | PWS200000 | EXAMPLE |  |  |  |  | Lightning Protection | PWS200000
Lightning Protection |  |  |  |  | Lightning Protection |  |  | Tender Prime Cost Items
[8 empty] | Unit | Unit | Unit | Sub | Sub | Unit | Unit | Total | Total | Total | Line | Line | Total
|  |  | Schedule of Rates |  |  |  |  | Labour | Materials | Luminaires | Contractor | Contractor | 30 | 0 | Plant | Materials | Line | OHP | OHP | Labour |  | Base | Client | Client
[8 empty] | M / Hrs | Prime Cost | Prime Cost | Item Cost | Total Cost | L Cost | L + M | Prime Cost | Prime Cost | Prime Cost | % | Sum | Hours |  | Rate | 0% | Rate
Qty | Part Number | Description | Each | Total | Qty | Part Number | Description
1 | / | Cuttings | 3372.95 | 3372.95 | 1 | / | Cuttings | 0 | 0 | 0 | 2933 | 2933 | 0 | 0 | 0 | 0 | 2933 | 15% | 439.95 | 0 |  | 3372.95 | 0 | 3372.95
1 | / | SPD | 255.3 | 255.3 | 1 | / | SPD | 0 | 0 | 0 | 222 | 222 | 0 | 0 | 0 | 0 | 222 | 15% | 33.3 | 0 |  | 255.3 | 0 | 255.3
0 | / | / | 0 | 0 | 0 | / | / | 0 | 0 | 0 | 0 | 0 | 0 | 0 | 0 | 0 | 0 | 15% | 0 | 0 |  | 0 | 0 | 0
0 | / | / | 0 | 0 | 0 | / | / | 0 | 0 | 0 | 0 | 0 | 0 | 0 | 0 | 0 | 0 | 15% | 0 | 0 |  | 0 | 0 | 0
0 | / | / | 0 | 0 | 0 | / | / | 0 | 0 | 0 | 0 | 0 | 0 | 0 | 0 | 0 | 0 | 15% | 0 | 0 |  | 0 | 0 | 0
0 | / | / | 0 | 0 | 0 | / | / | 0 | 0 | 0 | 0 | 0 | 0 | 0 | 0 | 0 | 0 | 15% | 0 | 0 |  | 0 | 0 | 0
0 | / | / | 0 | 0 | 0 | / | / | 0 | 0 | 0 | 0 | 0 | 0 | 0 | 0 | 0 | 0 | 15% | 0 | 0 |  | 0 | 0 | 0
0 | / | / | 0 | 0 | 0 | / | / | 0 | 0 | 0 | 0 | 0 | 0 | 0 | 0 | 0 | 0 | 15% | 0 | 0 |  | 0 | 0 | 0
0 | / | / | 0 | 0 | 0 | / | / | 0 | 0 | 0 | 0 | 0 | 0 | 0 | 0 | 0 | 0 | 15% | 0 | 0 |  | 0 | 0 | 0
0 | / | / | 0 | 0 | 0 | / | / | 0 | 0 | 0 | 0 | 0 | 0 | 0 | 0 | 0 | 0 | 15% | 0 | 0 |  | 0 | 0 | 0
0 | / | / | 0 | 0 | 0 | / | / | 0 | 0 | 0 | 0 | 0 | 0 | 0 | 0 | 0 | 0 | 15% | 0 | 0 |  | 0 | 0 | 0
0 | / | / | 0 | 0 | 0 | / | / | 0 | 0 | 0 | 0 | 0 | 0 | 0 | 0 | 0 | 0 | 15% | 0 | 0 |  | 0 | 0 | 0
0 | / | / | 0 | 0 | 0 | / | / | 0 | 0 | 0 | 0 | 0 | 0 | 0 | 0 | 0 | 0 | 15% | 0 | 0 |  | 0 | 0 | 0
0 | / | / | 0 | 0 | 0 | / | / | 0 | 0 | 0 | 0 | 0 | 0 | 0 | 0 | 0 | 0 | 15% | 0 | 0 |  | 0 | 0 | 0
0 | / | / | 0 | 0 | 0 | / | / | 0 | 0 | 0 | 0 | 0 | 0 | 0 | 0 | 0 | 0 | 15% | 0 | 0 |  | 0 | 0 | 0
0 | / | / | 0 | 0 | 0 | / | / | 0 | 0 | 0 | 0 | 0 | 0 | 0 | 0 | 0 | 0 | 15% | 0 | 0 |  | 0 | 0 | 0
0 | / | / | 0 | 0 | 0 | / | / | 0 | 0 | 0 | 0 | 0 | 0 | 0 | 0 | 0 | 0 | 15% | 0 | 0 |  | 0 | 0 | 0
0 | / | / | 0 | 0 | 0 | / | / | 0 | 0 | 0 | 0 | 0 | 0 | 0 | 0 | 0 | 0 | 15% | 0 | 0 |  | 0 | 0 | 0
0 | / | / | 0 | 0 | 0 | / | / | 0 | 0 | 0 | 0 | 0 | 0 | 0 | 0 | 0 | 0 | 15% | 0 | 0 |  | 0 | 0 | 0
0 | / | / | 0 | 0 | 0 | / | / | 0 | 0 | 0 | 0 | 0 | 0 | 0 | 0 | 0 | 0 | 15% | 0 | 0 |  | 0 | 0 | 0
0 | / | / | 0 | 0 | 0 | / | / | 0 | 0 | 0 | 0 | 0 | 0 | 0 | 0 | 0 | 0 | 15% | 0 | 0 |  | 0 | 0 | 0
0 | / | / | 0 | 0 | 0 | / | / | 0 | 0 | 0 | 0 | 0 | 0 | 0 | 0 | 0 | 0 | 15% | 0 | 0 |  | 0 | 0 | 0
0 | / | / | 0 | 0 | 0 | / | / | 0 | 0 | 0 | 0 | 0 | 0 | 0 | 0 | 0 | 0 | 15% | 0 | 0 |  | 0 | 0 | 0
0 | / | / | 0 | 0 | 0 | / | / | 0 | 0 | 0 | 0 | 0 | 0 | 0 | 0 | 0 | 0 | 15% | 0 | 0 |  | 0 | 0 | 0
[7 empty] | END SECTION |  |  |  |  | Contractor |  |  | Plant | Materials |  |  |  | Labour
|  | Totals for Section |  | 3628.25 | 0 | #DIV/0! | Per Point |  |  | QTY (0) | 0 | 3155 | 0 |  | 0 | 0 | 3155 |  | 473.25 | 0 | 0 | 3628.25 | 0 | 3628.25
|  |  |  | 3628 | [5 empty] | Total (0) | 0.25
2 |  |  |  |  | 2

## 17
EXAMPLE |  |  |  | PWS200000 | EXAMPLE |  |  |  |  | Record Drawings & Manuals | PWS200000
Record Drawings & Manuals |  |  |  |  | Record Drawings & Manuals |  |  | Tender Prime Cost Items
[8 empty] | Unit | Unit | Unit | Sub | Sub | Unit | Unit | Total | Total | Total | Line | Line | Total
|  |  | Schedule of Rates |  |  |  |  | Labour | Materials | Luminaires | Contractor | Contractor | 30 | 0 | Plant | Materials | Line | OHP | OHP | Labour |  | Base | Client | Client
[8 empty] | M / Hrs | Prime Cost | Prime Cost | Item Cost | Total Cost | L Cost | L + M | Prime Cost | Prime Cost | Prime Cost | % | Sum | Hours |  | Rate | 0% | Rate
Qty | Part Number | Description | Each | Total | Qty | Part Number | Description
8 | / | Drawings | 143.75 | 1150 | 8 | / | Drawings | 0 | 125 | 0 | 0 | 0 | 0 | 125 | 0 | 1000 | 125 | 15% | 18.75 | 0 |  | 143.75 | 0 | 143.75
1 | / | O&Ms | 517.5 | 517.5 | 1 | / | O&Ms | 0 | 450 | 0 | 0 | 0 | 0 | 450 | 0 | 450 | 450 | 15% | 67.5 | 0 |  | 517.5 | 0 | 517.5
0 | / | / | 0 | 0 | 0 | / | / | 0 | 0 | 0 | 0 | 0 | 0 | 0 | 0 | 0 | 0 | 15% | 0 | 0 |  | 0 | 0 | 0
0 | / | / | 0 | 0 | 0 | / | / | 0 | 0 | 0 | 0 | 0 | 0 | 0 | 0 | 0 | 0 | 15% | 0 | 0 |  | 0 | 0 | 0
0 | / | / | 0 | 0 | 0 | / | / | 0 | 0 | 0 | 0 | 0 | 0 | 0 | 0 | 0 | 0 | 15% | 0 | 0 |  | 0 | 0 | 0
0 | / | / | 0 | 0 | 0 | / | / | 0 | 0 | 0 | 0 | 0 | 0 | 0 | 0 | 0 | 0 | 15% | 0 | 0 |  | 0 | 0 | 0
0 | / | / | 0 | 0 | 0 | / | / | 0 | 0 | 0 | 0 | 0 | 0 | 0 | 0 | 0 | 0 | 15% | 0 | 0 |  | 0 | 0 | 0
0 | / | / | 0 | 0 | 0 | / | / | 0 | 0 | 0 | 0 | 0 | 0 | 0 | 0 | 0 | 0 | 15% | 0 | 0 |  | 0 | 0 | 0
0 | / | / | 0 | 0 | 0 | / | / | 0 | 0 | 0 | 0 | 0 | 0 | 0 | 0 | 0 | 0 | 15% | 0 | 0 |  | 0 | 0 | 0
0 | / | / | 0 | 0 | 0 | / | / | 0 | 0 | 0 | 0 | 0 | 0 | 0 | 0 | 0 | 0 | 15% | 0 | 0 |  | 0 | 0 | 0
0 | / | / | 0 | 0 | 0 | / | / | 0 | 0 | 0 | 0 | 0 | 0 | 0 | 0 | 0 | 0 | 15% | 0 | 0 |  | 0 | 0 | 0
0 | / | / | 0 | 0 | 0 | / | / | 0 | 0 | 0 | 0 | 0 | 0 | 0 | 0 | 0 | 0 | 15% | 0 | 0 |  | 0 | 0 | 0
0 | / | / | 0 | 0 | 0 | / | / | 0 | 0 | 0 | 0 | 0 | 0 | 0 | 0 | 0 | 0 | 15% | 0 | 0 |  | 0 | 0 | 0
0 | / | / | 0 | 0 | 0 | / | / | 0 | 0 | 0 | 0 | 0 | 0 | 0 | 0 | 0 | 0 | 15% | 0 | 0 |  | 0 | 0 | 0
0 | / | / | 0 | 0 | 0 | / | / | 0 | 0 | 0 | 0 | 0 | 0 | 0 | 0 | 0 | 0 | 15% | 0 | 0 |  | 0 | 0 | 0
0 | / | / | 0 | 0 | 0 | / | / | 0 | 0 | 0 | 0 | 0 | 0 | 0 | 0 | 0 | 0 | 15% | 0 | 0 |  | 0 | 0 | 0
0 | / | / | 0 | 0 | 0 | / | / | 0 | 0 | 0 | 0 | 0 | 0 | 0 | 0 | 0 | 0 | 15% | 0 | 0 |  | 0 | 0 | 0
0 | / | / | 0 | 0 | 0 | / | / | 0 | 0 | 0 | 0 | 0 | 0 | 0 | 0 | 0 | 0 | 15% | 0 | 0 |  | 0 | 0 | 0
0 | / | / | 0 | 0 | 0 | / | / | 0 | 0 | 0 | 0 | 0 | 0 | 0 | 0 | 0 | 0 | 15% | 0 | 0 |  | 0 | 0 | 0
0 | / | / | 0 | 0 | 0 | / | / | 0 | 0 | 0 | 0 | 0 | 0 | 0 | 0 | 0 | 0 | 15% | 0 | 0 |  | 0 | 0 | 0
0 | / | / | 0 | 0 | 0 | / | / | 0 | 0 | 0 | 0 | 0 | 0 | 0 | 0 | 0 | 0 | 15% | 0 | 0 |  | 0 | 0 | 0
0 | / | / | 0 | 0 | 0 | / | / | 0 | 0 | 0 | 0 | 0 | 0 | 0 | 0 | 0 | 0 | 15% | 0 | 0 |  | 0 | 0 | 0
0 | / | / | 0 | 0 | 0 | / | / | 0 | 0 | 0 | 0 | 0 | 0 | 0 | 0 | 0 | 0 | 15% | 0 | 0 |  | 0 | 0 | 0
0 | / | / | 0 | 0 | 0 | / | / | 0 | 0 | 0 | 0 | 0 | 0 | 0 | 0 | 0 | 0 | 15% | 0 | 0 |  | 0 | 0 | 0
[7 empty] | END SECTION |  |  |  |  | Contractor |  |  | Plant | Materials |  |  |  | Labour
|  | Totals for Section |  | 1667.5 | 0 | #DIV/0! | Per Point |  |  | QTY (0) | 0 | 0 | 0 |  | 0 | 1450 | 575 |  | 86.25 | 0 | 0 | 661.25 | 0 | 661.25
|  |  |  | 1668 | [5 empty] | Total (0) | -0.5
9 |  |  |  |  | 9

## 18
EXAMPLE |  |  |  | PWS200000 | EXAMPLE |  |  |  |  | Items not identified | PWS200000
Items not identified |  |  |  |  | Items not identified |  |  | Tender Prime Cost Items
[8 empty] | Unit | Unit | Unit | Sub | Sub | Unit | Unit | Total | Total | Total | Line | Line | Total
|  |  | Schedule of Rates |  |  |  |  | Labour | Materials | Luminaires | Contractor | Contractor | 30 | 0 | Plant | Materials | Line | OHP | OHP | Labour |  | Base | Client | Client
[8 empty] | M / Hrs | Prime Cost | Prime Cost | Item Cost | Total Cost | L Cost | L + M | Prime Cost | Prime Cost | Prime Cost | % | Sum | Hours |  | Rate | 0% | Rate
Qty | Part Number | Description | Each | Total | Qty | Part Number | Description
0 | / | / | #DIV/0! | #DIV/0! | 0 | / | / | 0 | 0 | 0 | 0 | 0 | 0 | 0 | 0 | 0 | 0 | #DIV/0! | #DIV/0! | 0 |  | #DIV/0! | #DIV/0! | #DIV/0!
0 | / | / | #DIV/0! | #DIV/0! | 0 | / | / | 0 | 0 | 0 | 0 | 0 | 0 | 0 | 0 | 0 | 0 | #DIV/0! | #DIV/0! | 0 |  | #DIV/0! | #DIV/0! | #DIV/0!
0 | / | / | #DIV/0! | #DIV/0! | 0 | / | / | 0 | 0 | 0 | 0 | 0 | 0 | 0 | 0 | 0 | 0 | #DIV/0! | #DIV/0! | 0 |  | #DIV/0! | #DIV/0! | #DIV/0!
0 | / | / | #DIV/0! | #DIV/0! | 0 | / | / | 0 | 0 | 0 | 0 | 0 | 0 | 0 | 0 | 0 | 0 | #DIV/0! | #DIV/0! | 0 |  | #DIV/0! | #DIV/0! | #DIV/0!
0 | / | / | #DIV/0! | #DIV/0! | 0 | / | / | 0 | 0 | 0 | 0 | 0 | 0 | 0 | 0 | 0 | 0 | #DIV/0! | #DIV/0! | 0 |  | #DIV/0! | #DIV/0! | #DIV/0!
0 | / | / | #DIV/0! | #DIV/0! | 0 | / | / | 0 | 0 | 0 | 0 | 0 | 0 | 0 | 0 | 0 | 0 | #DIV/0! | #DIV/0! | 0 |  | #DIV/0! | #DIV/0! | #DIV/0!
0 | / | / | #DIV/0! | #DIV/0! | 0 | / | / | 0 | 0 | 0 | 0 | 0 | 0 | 0 | 0 | 0 | 0 | #DIV/0! | #DIV/0! | 0 |  | #DIV/0! | #DIV/0! | #DIV/0!
0 | / | / | #DIV/0! | #DIV/0! | 0 | / | / | 0 | 0 | 0 | 0 | 0 | 0 | 0 | 0 | 0 | 0 | #DIV/0! | #DIV/0! | 0 |  | #DIV/0! | #DIV/0! | #DIV/0!
0 | / | / | #DIV/0! | #DIV/0! | 0 | / | / | 0 | 0 | 0 | 0 | 0 | 0 | 0 | 0 | 0 | 0 | #DIV/0! | #DIV/0! | 0 |  | #DIV/0! | #DIV/0! | #DIV/0!
0 | / | / | #DIV/0! | #DIV/0! | 0 | / | / | 0 | 0 | 0 | 0 | 0 | 0 | 0 | 0 | 0 | 0 | #DIV/0! | #DIV/0! | 0 |  | #DIV/0! | #DIV/0! | #DIV/0!
0 | / | / | #DIV/0! | #DIV/0! | 0 | / | / | 0 | 0 | 0 | 0 | 0 | 0 | 0 | 0 | 0 | 0 | #DIV/0! | #DIV/0! | 0 |  | #DIV/0! | #DIV/0! | #DIV/0!
0 | / | / | #DIV/0! | #DIV/0! | 0 | / | / | 0 | 0 | 0 | 0 | 0 | 0 | 0 | 0 | 0 | 0 | #DIV/0! | #DIV/0! | 0 |  | #DIV/0! | #DIV/0! | #DIV/0!
0 | / | / | #DIV/0! | #DIV/0! | 0 | / | / | 0 | 0 | 0 | 0 | 0 | 0 | 0 | 0 | 0 | 0 | #DIV/0! | #DIV/0! | 0 |  | #DIV/0! | #DIV/0! | #DIV/0!
0 | / | / | #DIV/0! | #DIV/0! | 0 | / | / | 0 | 0 | 0 | 0 | 0 | 0 | 0 | 0 | 0 | 0 | #DIV/0! | #DIV/0! | 0 |  | #DIV/0! | #DIV/0! | #DIV/0!
0 | / | / | #DIV/0! | #DIV/0! | 0 | / | / | 0 | 0 | 0 | 0 | 0 | 0 | 0 | 0 | 0 | 0 | #DIV/0! | #DIV/0! | 0 |  | #DIV/0! | #DIV/0! | #DIV/0!
0 | / | / | #DIV/0! | #DIV/0! | 0 | / | / | 0 | 0 | 0 | 0 | 0 | 0 | 0 | 0 | 0 | 0 | #DIV/0! | #DIV/0! | 0 |  | #DIV/0! | #DIV/0! | #DIV/0!
0 | / | / | #DIV/0! | #DIV/0! | 0 | / | / | 0 | 0 | 0 | 0 | 0 | 0 | 0 | 0 | 0 | 0 | #DIV/0! | #DIV/0! | 0 |  | #DIV/0! | #DIV/0! | #DIV/0!
0 | / | / | #DIV/0! | #DIV/0! | 0 | / | / | 0 | 0 | 0 | 0 | 0 | 0 | 0 | 0 | 0 | 0 | #DIV/0! | #DIV/0! | 0 |  | #DIV/0! | #DIV/0! | #DIV/0!
0 | / | / | #DIV/0! | #DIV/0! | 0 | / | / | 0 | 0 | 0 | 0 | 0 | 0 | 0 | 0 | 0 | 0 | #DIV/0! | #DIV/0! | 0 |  | #DIV/0! | #DIV/0! | #DIV/0!
0 | / | / | #DIV/0! | #DIV/0! | 0 | / | / | 0 | 0 | 0 | 0 | 0 | 0 | 0 | 0 | 0 | 0 | #DIV/0! | #DIV/0! | 0 |  | #DIV/0! | #DIV/0! | #DIV/0!
0 | / | / | #DIV/0! | #DIV/0! | 0 | / | / | 0 | 0 | 0 | 0 | 0 | 0 | 0 | 0 | 0 | 0 | #DIV/0! | #DIV/0! | 0 |  | #DIV/0! | #DIV/0! | #DIV/0!
0 | / | / | #DIV/0! | #DIV/0! | 0 | / | / | 0 | 0 | 0 | 0 | 0 | 0 | 0 | 0 | 0 | 0 | #DIV/0! | #DIV/0! | 0 |  | #DIV/0! | #DIV/0! | #DIV/0!
0 | / | / | #DIV/0! | #DIV/0! | 0 | / | / | 0 | 0 | 0 | 0 | 0 | 0 | 0 | 0 | 0 | 0 | #DIV/0! | #DIV/0! | 0 |  | #DIV/0! | #DIV/0! | #DIV/0!
0 | / | / | #DIV/0! | #DIV/0! | 0 | / | / | 0 | 0 | 0 | 0 | 0 | 0 | 0 | 0 | 0 | 0 | #DIV/0! | #DIV/0! | 0 |  | #DIV/0! | #DIV/0! | #DIV/0!
[7 empty] | END SECTION |  |  |  |  | Contractor |  |  | Plant | Materials |  |  |  | Labour
|  | Totals for Section |  | #DIV/0! | 0 | #DIV/0! | Per Point |  |  | QTY (0) | 0 | 0 | 0 |  | 0 | 0 | 0 |  | #DIV/0! | 0 | 0 | #DIV/0! | #DIV/0! | #DIV/0!
|  |  |  | 0 | [5 empty] | Total (0) | #DIV/0!
0 |  |  |  |  | 0